## CN216-21_2025-03-21
CN216-21/2025-03-21 Seznam: Obseg akreditiranih standardov CP-001 List: Standards within accredited scope CP-001

## HOUS
Oznaka standarda ali normativnega dokumenta (v celoti ali delno) Reference to standard or normative document (entirely or partly) | Naslov standarda ali normativnega dokumenta v celoti oz. delno (npr. poglavje, del, točka) Title of standard or normative document entirely or partly (e.g. part, chapter, article) | Datum spremembe Date of change | Opombe Remarks
IEC 60335-1:2020 | Safety of household and similar electrical appliances; part 1: general requirements | 2022-08-16
SIST EN 60335-1:2024 |  | 2024-12-09
A11:2024 |  | 2024-12-09
IEC 60335-1:2010 | Safety of household and similar electrical appliances; part 1: general requirements | 2012-05-14
A1:2013 |  | 2015-03-20
A2:2016 |  | 2017-04-01
SIST EN 60335-1:2012
A11:2014 |  | 2015-03-20
A13:2017 |  | 2018-07-15
A14:2019 |  | 2019-10-28
A1:2019 |  | 2021-04-01
A2:2019 |  | 2021-04-01
A15:2021 |  | 2022-08-16
A16:2024 |  | 2024-12-09
A2:2019 |  | 2021-04-01
IEC 60335-1:2001 | Safety of household and similar electrical appliances; part 1: general requirements
A1:2004
A2:2006
SIST EN 60335-1:2003
A11:2004
A1:2005
A2:2006
A12:2007
A13:2009
A14:2010
A15:2011
IEC 62233:2005 | Household and similar electrical appliances - Electromagnetic fields - Methods for evaluation and measurement | 2012-05-14
SIST EN 62233:2008 |  | 2012-05-14
IEC 62301:2011 | Household electrical appliances – Measurement of standby power | 2015-03-20
IEC 60335-2-2:2019 | Safety of household and similar electrical appliances; part 2: particular requirements for vacuum cleaners and water suction cleaning appliances | 2021-04-01
SIST EN IEC 60335-2-2:2024 |  | 2024-12-09
A11:2024 |  | 2024-12-09
IEC 60335-2-2:2009 | Safety of household and similar electrical appliances; part 2: particular requirements for vacuum cleaners and water suction cleaning appliances | 2018-07-15
A1:2012
A2:2016
SIST EN 60335-2-2:2011
A11:2012
A1:2013
IEC 60335-2-3:2012 | Safety of household and similar electrical appliances; Part 2: particular requirements for electric irons | 2016-04-15
A1:2015 |  | 2016-04-15
SIST EN 60335-2-3:2016 |  | 2016-04-15
A1:2020 |  | 2021-04-01
IEC 60335-2-4:2008 | Safety of household and similar electrical appliances; Part 2: particular requirements for spin extractors | 2012-05-14
A1:2012 |  | 2016-04-15
A2:2017 |  | 2022-08-16
SIST EN 60335-2-4:2010 |  | 2012-05-14
A1:2015 |  | 2016-04-15
A11:2018 |  | 2019-10-28
A2:2020 |  | 2022-08-16
IEC 60335-2-5:2012 | Safety of household and similar electrical appliances; part 2: particular requirements for dishwashers | 2016-04-15
A1:2018 |  | 2022-08-16
SIST EN 60335-2-5:2015 |  | 2016-04-15
A11:2020 |  | 2022-08-16
A1:2021 |  | 2022-08-16
IEC 60335-2-6:2014 | Safety of household and similar electrical appliances – Part 2: Particular requirements for stationary cooking ranges, hobs, ovens and similar appliances | 2016-04-15
A1:2018 |  | 2018-07-15
SIST EN 60335-2-6:2015 |  | 2016-04-15
A1:2020 |  | 2021-04-01
A11:2020 |  | 2021-04-01
IEC 60335-2-7:2019 | Safety of household and similar electrical appliances; Part 2: particular requirements for washing machines | 2021-04-01
SIST EN IEC 60335-2-7:2024 |  | 2024-12-09
A11:2024 |  | 2024-12-09
IEC 60335-2-7:2008 | Safety of household and similar electrical appliances; Part 2: particular requirements for washing machines | 2012-05-14
A1:2011 |  | 2012-08-01
A2:2016 |  | 2017-04-01
SIST EN 60335-2-7:2010 |  | 2012-05-14
A1:2013 |  | 2013-08-27
A11:2014 |  | 2017-04-01
A2:2019 |  | 2021-04-01
IEC 60335-2-8:2012 | Safety of household and similar electrical appliances; part 2: particular requirements for shavers, hair clippers and similar appliances | 2016-04-15
A1:2015 |  | 2016-04-15
A2:2018 |  | 2021-04-01
SIST EN 60335-2-8:2016 |  | 2016-04-15
A1:2016 |  | 2017-04-01
A2:2022 |  | 2023-09-15
A11:2022 |  | 2023-09-15
A12:2022 |  | 2023-09-15
IEC 60335-2-9:2019 | Safety of household and similar electrical appliances; Part 2: particular requirements for toasters, grills, roasters and similar appliances | 2021-04-01
SIST EN IEC 60335-2-9:2023 |  | 2023-09-15
A11:2023 |  | 2023-09-15
IEC 60335-2-9:2008 | Safety of household and similar electrical appliances; Part 2: particular requirements for toasters, grills, roasters and similar appliances | 2017-04-01
A1:2012 |  | 2017-04-01
A2:2016 |  | 2017-04-01
IEC 60335-2-9:2002 | Safety of household and similar electrical appliances; Part 2: particular requirements for toasters, grills, roasters and similar appliances
A1:2004
A2:2006
SIST EN 60335-2-9:2003
A1:2004
A2:2006
A12:2008
A13:2011
IEC 60335-2-10:2002 | Safety of household and similar electrical appliances; part 2: particular requirements for floor treatment machines and wet scrubbing machines
A1:2008
SIST EN 60335-2-10:2003
A1:2008
IEC 60335-2-11:2019 | Safety of household and similar electrical appliances; Part 2: particular requirements for tumbler dryers | 2021-04-01
SIST EN IEC 60335-2-11:2022 |  | 2023-09-15
A11:2022 |  | 2023-09-15
IEC 60335-2-11:2008 | Safety of household and similar electrical appliances; Part 2: particular requirements for tumbler dryers | 2012-05-14
A1:2012 |  | 2015-03-20
A2:2015 |  | 2017-04-01
SIST EN 60335-2-11:2011 |  | 2012-05-14
A11:2012 |  | 2013-08-27
A1:2015 |  | 2015-03-20
A2:2019 |  | 2019-10-28
SIST EN 60335-2-11:2011 |  | 2012-05-14
A11:2012 |  | 2013-08-27
A1:2015 |  | 2015-03-20
A2:2019 |  | 2019-10-28
IEC 60335-2-12:2002 | Safety of household and similar electrical appliances; part 2: particular requirements for warming plates and similar appliances
A1:2008
A2:2017 |  | 2019-10-28
SIST EN 60335-2-12:2003
A1:2008
A11:2019 |  | 2022-08-16
A2:2019 |  | 2019-10-28
IEC 60335-2-13:2009 | Safety of household and similar electrical appliances; part 2: particular requirements for deep fat fryers, frying pans and similar appliances | 2012-05-14
A1:2016 |  | 2017-04-01
SIST EN 60335-2-13:2010 |  | 2012-05-14
A11:2012 |  | 2013-08-27
A1:2019 |  | 2021-04-01
IEC 60335-2-14:2016 | Safety of household and similar electrical appliances – Part 2: Particular requirements for kitchen machines | 2017-04-01
A1:2019 |  | 2021-04-01
SIST EN IEC 60335-2-14:2024 |  | 2024-12-09
A1:2024 |  | 2024-12-09
A11:2024 |  | 2024-12-09
IEC 60335-2-14:2006 | Safety of household and similar electrical appliances – Part 2: Particular requirements for kitchen machines
A1:2008
A2:2016 |  | 2016-04-15
SIST EN 60335-2-14:2007
A1:2009
A11:2012 |  | 2013-08-27
A12:2016 |  | 2016-04-15
IEC 60335-2-15:2012 | Safety of household and similar electrical appliances – Part 2: Particular requirements for appliances for heating liquids | 2016-04-15
A1:2016 |  | 2019-10-28
A2:2018 |  | 2019-10-28
SIST EN 60335-2-15:2016 |  | 2016-04-15
A11:2018 |  | 2019-10-28
A12:2021 |  | 2022-08-16
A1:2021 |  | 2022-08-16
A2:2021 |  | 2022-08-16
IEC 60335-2-16:2002 | Safety of household and similar electrical appliances – Part 2: Particular requirements for food waste disposers
A1:2008
A2:2011
SIST EN 60335-2-16:2003
A1:2008
A2:2011
A11:2018 |  | 2019-10-28
IEC 60335-2-21:2022 | Safety of household and similar electrical appliances – Part 2: Particular requirements for storage water heaters | 2024-12-09
IEC 60335-2-21:2012 | Safety of household and similar electrical appliances – Part 2: Particular requirements for storage water heaters | 2019-10-28
A1:2018 |  | 2019-10-28
SIST EN 60335-2-21:2021 |  | 2022-08-16
A1:2022 |  | 2022-08-16
IEC 60335-2-21:2002 | Safety of household and similar electrical appliances – Part 2: Particular requirements for storage water heaters
A1:2004
A2:2008
SIST EN 60335-2-21:2003
A1:2005
A2:2009
IEC 60335-2-23:2016 | Safety of household and similar electrical appliances – Part 2: Particular requirements for appliances for skin or hair care | 2023-09-15
A1:2019 |  | 2023-09-15
SIST EN IEC 60335-2-23:2023 |  | 2023-09-15
A1:2023 |  | 2023-09-15
A11:2023 |  | 2023-09-15
IEC 60335-2-23:2003 | Safety of household and similar electrical appliances – Part 2: Particular requirements for appliances for skin or hair care
A1:2008
A2:2012 |  | 2012-08-01
SIST EN 60335-2-23:2003
A1:2008
A2:2015 |  | 2016-04-15
A11:2010
IEC 60335-2-24:2020 | Safety of household and similar electrical appliances – Part 2: Particular requirements for refrigerating appliances and ice-makers | 2021-04-01
SIST EN IEC 60335-2-24:2023 |  | 2023-09-15
A11:2023 |  | 2023-09-15
IEC 60335-2-24:2010 | Safety of household and similar electrical appliances – Part 2: Particular requirements for refrigerating appliances and ice-makers | 2012-05-14
A1:2012 |  | 2012-08-01
A2:2017 |  | 2018-07-15
SIST EN 60335-2-24:2011 |  | 2012-05-14
A1:2019 |  | 2019-10-28
A2:2019 |  | 2019-10-28
A11:2020 |  | 2022-08-16
IEC 60335-2-25:2020 | Safety of household and similar electrical appliances – Part 2: Particular requirements for microwave ovens | 2021-04-01
SIST EN IEC 60335-2-25:2022 |  | 2022-08-16
A11:2022 |  | 2022-08-16
IEC 60335-2-25:2010 | Safety of household and similar electrical appliances – Part 2: Particular requirements for microwave ovens | 2015-03-20
A1:2014 |  | 2016-04-15
A2:2015 |  | 2016-04-15
SIST EN 60335-2-25:2012 |  | 2015-03-20
A1:2014 |  | 2016-04-15
A2:2016 |  | 2017-04-01
IEC 60335-2-26:2002 | Safety of household and similar electrical appliances – Part 2: Particular requirements for clocks
A1:2008
SIST EN 60335-2-26:2003
A1:2008
IEC 60335-2-27:2009 | Safety of household and similar electrical appliances – Part 2: Particular requirements for appliances for skin exposure to ultraviolet and infrared radiation | 2012-05-14
SIST EN 60335-2-27:2014 |  | 2012-05-14
IEC 60335-2-28:2002 | Safety of household and similar electrical appliances – Part 2: Particular requirements for sewing machines
A1:2008
SIST EN 60335-2-28:2003
A1:2008
A11:2018 |  | 2019-10-28
IEC 60335-2-29:2016 | Safety of household and similar electrical appliances – Part 2: Particular requirements for battery chargers | 2017-04-01
A1:2019 |  | 2019-10-28
SIST EN 60335-2-29:2022 |  | 2022-08-16
A1:2022 |  | 2022-08-16
A11:2024 |  | 2024-12-09
IEC 60335-2-29:2002 | Safety of household and similar electrical appliances – Part 2: Particular requirements for battery chargers
A1:2004
A2:2009
SIST EN 60335-2-29:2004
A2:2011
A11:2018 |  | 2019-10-28
IEC 60335-2-30:2009 | Safety of household and similar electrical appliances – Part 2: Particular requirements for room heaters | 2012-05-14
A1:2016 |  | 2017-04-01
A2:2021 |  | 2023-09-15
SIST EN 60335-2-30:2010 |  | 2012-05-14
A11:2012 |  | 2013-08-27
A1:2020 |  | 2021-04-01
A12:2020 |  | 2021-04-01
A2:2022 |  | 2023-09-15
A13:2022 |  | 2023-09-15
IEC 60335-2-31:2012 | Safety of household and similar electrical appliances – Part 2: Particular requirements for range hoods | 2015-03-20
A1:2016 |  | 2021-04-01
A2:2018 |  | 2021-04-01
SIST EN 60335-2-31:2015 |  | 2015-03-20
A1:2023 |  | 2023-09-15
A2:2023 |  | 2023-09-15
A11:2023 |  | 2023-09-15
IEC 60335-2-32:2019 | Safety of household and similar electrical appliances; part 2: particular requirements for massage appliances | 2022-08-16
SIST EN IEC 60335-2-32:2021 |  | 2022-08-16
IEC 60335-2-32:2002 | Safety of household and similar electrical appliances; part 2: particular requirements for massage appliances
A1:2008
A2:2013 |  | 2015-03-20
SIST EN 60335-2-32:2003
A1:2009
A2:2015 |  | 2015-03-20
IEC 60335-2-35:2012 | Safety of household and similar electrical appliances; part 2: particular requirements for instantaneous water heaters | 2016-04-15
A1:2016 |  | 2018-07-15
A2:2020 |  | 2022-08-15
SIST EN 60335-2-35:2016 |  | 2016-04-01
A1:2020 |  | 2021-04-01
A2:2021 |  | 2022-08-15
IEC 60335-2-36:2017 | Safety of household and similar electrical appliances; part 2: particular requirements for commercial electric cooking ranges, ovens, hobs and hob elements | 2021-04-01
IEC 60335-2-36:2002 | Safety of household and similar electrical appliances; part 2: particular requirements for commercial electric cooking ranges, ovens, hobs and hob elements
A1:2004
A2:2008
SIST EN 60335-2-36:2003
A1:2004
A2:2008
A11:2012 |  | 2013-08-27
IEC 60335-2-37:2002 | Safety of household and similar electrical appliances; part 2: particular requirements for commercial electric deep fat fryers
A1:2008
SIST EN 60335-2-37:2003
A1:2008
A11:2012 |  | 2013-08-27
A12:2016 |  | 2016-04-01
IEC 60335-2-38:2002 | Safety of household and similar electrical appliances; part 2: particular requirements for commercial electric griddles and griddle grills
A1:2008
A2:2017 |  | 2019-10-28
SIST EN 60335-2-38:2003
A1:2008
IEC 60335-2-39:2002 | Safety of household and similar electrical appliances; part 2: particular requirements for commercial electric multi-purpose cooking pans
A1:2004
A2:2008
SIST EN 60335-2-39:2003
A1:2004
A2:2009
IEC 60335-2-40:2018 | Safety of household and similar electrical appliances – Part 2: Particular requirements for electrical heat pumps, air-conditioners and dehumidifiers | 2021-04-01
EN IEC 60335-2-40:2025 |  | 2024-12-09
A11:2025 |  | 2024-12-09
IEC 60335-2-40:2002 | Safety of household and similar electrical appliances – Part 2: Particular requirements for electrical heat pumps, air-conditioners and dehumidifiers
A1:2005
A2:2005
SIST EN 60335-2-40:2003
A11:2004
A12:2005
A1:2006
A2:2009
A13:2012
IEC 60335-2-41:2012 | Safety of household and similar electrical appliances – Part 2: Particular requirements for pumps for liquids having a temperature not exceeding 35 °C | 2018-07-15
SIST EN IEC 60335-2-41:2022 |  | 2022-08-16
A11:2022 |  | 2022-08-16
IEC 60335-2-41:2002 | Safety of household and similar electrical appliances – Part 2: Particular requirements for pumps for liquids having a temperature not exceeding 35 °C
A1:2004
A2:2009
SIST EN 60335-2-41:2003
A1:2004
A2:2011
IEC 60335-2-42:2002 | Safety of household and similar electrical appliances; part 2: particular requirements for commercial electric forced convection ovens, steam cookers and steam-convection ovens
A1:2008
A2:2017 |  | 2019-10-28
SIST EN 60335-2-42:2003
A1:2009
A11:2012 |  | 2013-08-27
IEC 60335-2-43:2017 | Safety of household and similar electrical appliances – Part 2: Particular requirements for clothes dryers and towel rails | 2022-08-16
SIST EN IEC 60335-2-43:2021 |  | 2022-08-16
A11:2021 |  | 2022-08-16
IEC 60335-2-43:2002 | Safety of household and similar electrical appliances – Part 2: Particular requirements for clothes dryers and towel rails
A1:2005
A2:2008
SIST EN 60335-2-43:2003
A1:2007
A2:2009
IEC 60335-2-44:2002 | Safety of household and similar electrical appliances – Part 2: Particular requirements for ironers
A1:2008
A2:2011
SIST EN 60335-2-44:2003
A1:2008
A2:2012
IEC 60335-2-45:2002 | Safety of household and similar electrical appliances – Part 2: Particular requirements for portable heating tools and similar appliances
A1:2008
A2:2011
SIST EN 60335-2-45:2003
A1:2008
A2:2012
A11:2023 |  | 2024-12-09
IEC 60335-2-47:2002 | Safety of household and similar electrical appliances – Part 2: Particular requirements for commercial electric boiling pans
A1:2008
A2:2017 |  | 2021-04-01
SIST EN 60335-2-47:2003
A1:2008
A11:2012 |  | 2013-08-27
A2:2020 |  | 2021-04-01
IEC 60335-2-48:2002 | Safety of household and similar electrical appliances – Part 2: Particular requirements for commercial electric grillers and toasters
A1:2008
A2:2017 |  | 2021-04-01
SIST EN 60335-2-48:2003
A1:2008
A11:2012 |  | 2013-08-27
A2:2020 |  | 2021-04-01
IEC 60335-2-49:2002 | Safety of household and similar electrical appliances – Part 2: Particular requirements for commercial electric hot cupboards
A1:2008
A2:2017 |  | 2021-04-01
SIST EN 60335-2-49:2003
A1:2008
A11:2012 |  | 2013-08-27
A2:2020 |  | 2021-04-01
IEC 60335-2-50:2002 | Safety of household and similar electrical appliances – Part 2: Particular requirements for commercial electric bains-marie
A1:2007
SIST EN 60335-2-50:2003
A1:2008
IEC 60335-2-51:2019 | Safety of household and similar electrical appliances – Part 2: Particular requirements for stationary circulation pumps for heating and service water installations | 2021-04-01
SIST EN IEC 60335-2-51:2024 |  | 2024-12-09
A11:2024 |  | 2024-12-09
IEC 60335-2-51:2002 | Safety of household and similar electrical appliances – Part 2: Particular requirements for stationary circulation pumps for heating and service water installations
A1:2008
A2:2011
SIST EN 60335-2-51:2003
A1:2008
A2:2012
IEC 60335-2-52:2002 | Safety of household and similar electrical appliances – Part 2: Particular requirements for oral hygiene appliances
A1:2008
SIST EN 60335-2-52:2003
A1:2008
A11:2011
A12:2020 |  | 2021-04-01
A2:2023 |  | 2023-09-15
A13:2023 |  | 2023-09-15
IEC 60335-2-54:2008 | Safety of household and similar electrical appliances – Part 2: Particular requirements for surface-cleaning appliances employing liquids | 2012-05-14
A1:2015 |  | 2016-04-15
A2:2019 |  | 2022-08-15
SIST EN 60335-2-54:2009 |  | 2012-05-14
A11:2013 |  | 2013-08-27
A1:2015 |  | 2016-04-15
A2:2022 |  | 2022-08-15
A12:2022 |  | 2022-08-15
IEC 60335-2-55:2002 | Safety of household and similar electrical appliances – Part 2: Particular requirements for electrical appliances for use with aquariums and garden ponds
A1:2008
SIST EN 60335-2-55:2003
A1:2008
A11:2018 |  | 2019-10-28
IEC 60335-2-56:2002 | Safety of household and similar electrical appliances – Part 2: Particular requirements for projectors and similar appliances
A1:2008
A2:2014 |  | 2015-03-20
SIST EN 60335-2-56:2003
A1:2008
A2:2015 |  | 2015-03-20
IEC 60335-2-59:2002 | Safety of household and similar electrical appliances – Part 2: Particular requirements for insect killers
A1:2006
A2:2009
SIST EN 60335-2-59:2003
A1:2006
A2:2010
A11:2018 |  | 2019-10-28
IEC 60335-2-60:2002 | Safety of household and similar electrical appliances – Part 2: Particular requirements for whirlpool baths
A1:2004
A2:2008
SIST EN 60335-2-60:2003
A1:2005
A2:2009
A11:2010
A12:2011 |  | 2013-08-27
IEC 60335-2-62:2002 | Safety of household and similar electrical appliances – Part 2: Particular requirements for commercial electric rinsing sinks
A1:2008
SIST EN 60335-2-62:2003
A1:2008
IEC 60335-2-64:2002 | Safety of household and similar electrical appliances – Part 2: Particular requirements for commercial electric kitchen machines
A1:2007
SIST EN 60335-2-64:2000
A1:2002
IEC 60335-2-65:2002 | Safety of household and similar electrical appliances; part 2: particular requirements for air-cleaning appliances
A1:2008
A2:2015
SIST EN 60335-2-65:2003
A1:2008
A11:2012 |  | 2013-08-27
A2:2022 |  | 2023-09-15
A12:2022 |  | 2023-09-15
IEC 60335-2-69:2016 | Household and similar electrical appliances - Safety - Part 2-69: Particular requirements for wet and dry vacuum cleaners, including power brush, for commercial use | 2021-04-01
IEC 60335-2-69:2012 | Safety of household and similar electrical appliances; part 2: particular requirements for wet and dry vacuum cleaners, including power brush, for industrial and commercial use | 2015-03-20
SIST EN 60335-2-69:2012 |  | 2015-03-20
IEC 60335-2-70:2002 | Safety of household and similar electrical appliances; part 2: particular requirements for milking machines
A1:2007
A2:2013 |  | 2019-10-28
SIST EN 60335-2-70:2003
A1:2007
A2:2019 |  | 2022-08-16
IEC 60335-2-71:2002 | Safety of household and similar electrical appliances; part 2: particular requirements for electrical heating appliances for breeding and rearing animals
A1:2007
SIST EN 60335-2-71:2003
A1:2007
IEC 60335-2-73:2002 | Safety of household and similar electrical appliances – Part 2: Particular requirements for fixed immersion heaters
A1:2006
A2:2009
SIST EN 60335-2-73:2003
A1:2006
A2:2010
A11:2021 |  | 2022-08-16
IEC 60335-2-74:2003 | Safety of household and similar electrical appliances – Part 2: Particular requirements for portabel immersion heaters
A1:2006
A2:2009
SIST EN 60335-2-74:2003
A1:2006
A2:2010
A11:2018 |  | 2019-10-28
IEC 60335-2-75:2012 | Safety of household and similar electrical appliances – Part 2: Particular requirements for commercial dispensing appliances and vending machines | 2017-04-01
A1:2015 |  | 2017-04-01
A2:2018 |  | 2019-10-28
SIST EN IEC 60335-2-75:2023 |  | 2023-09-15
A1:2023 |  | 2023-09-15
A2:2023 |  | 2023-09-15
A11:2023 |  | 2023-09-15
IEC 60335-2-75:2002
A1:2004
A2:2008
SIST EN 60335-2-75:2004
A11:2006
A1:2005
A2:2009
A12:2011
IEC 60335-2-77:2002 | Safety of household and similar electrical appliances – Part 2: Particular requirements for pedestrian-controlled walk-behind electrically powered lawn mowers
SIST EN 60335-2-78:2010
IEC 60335-2-78:2002 | Safety of household and similar electrical appliances – Part 2: Particular requirements for outdoor barbecues
A1:2008
A2:2019 |  | 2023-09-15
SIST EN 60335-2-78:2003
A1:2008
A11:2020 |  | 2021-04-01
IEC 60335-2-79:2002 | Safety of household and similar electrical appliances – Part 2: Particular requirements for high pressure cleaners and steam cleaners, for industrial and commercial use
A1:2004
A2:2007
SIST EN 60335-2-79:2004
A1:2007
A2:2008
IEC 60335-2-80:2015 | Safety of household and similar electrical appliances – Part 2: Particular requirements for fans | 2021-04-01
IEC 60335-2-80:2002 | Safety of household and similar electrical appliances – Part 2: Particular requirements for fans
A1:2004
A2:2008
SIST EN 60335-2-80:2003
A1:2004
A2:2009
IEC 60335-2-82:2017 | Safety of household and similar electrical appliances – Part 2: Particular requirements for service machines and amusement machines | 2018-07-15
A1:2020 |  | 2021-07-15
EN IEC 60335-2-82:2022 |  | 2022-08-16
IEC 60335-2-82:2002 | Safety of household and similar electrical appliances – Part 2: Particular requirements for service machines and amusement machines
A1:2008
A2:2015 |  | 2017-04-01
SIST EN 60335-2-82:2003
A1:2008
A2:2020 |  | 2021-07-15
IEC 60335-2-84:2019 | Safety of household and similar electrical appliances – Part 2: Particular requirements for toilets | 2022-08-15
SIST EN IEC 60335-2-84:2022 |  | 2022-08-15
A11:2022 |  | 2022-08-15
IEC 60335-2-84:2002 | Safety of household and similar electrical appliances – Part 2: Particular requirements for toilets
A1:2008
A2:2013 |  | 2019-10-28
SIST EN 60335-2-84:2003
A1:2008
A2:2019 |  | 2019-10-28
IEC 60335-2-85:2002 | Safety of household and similar electrical appliances – Part 2: Particular requirements for fabric steamers
A1:2008
A2:2017 |  | 2021-04-01
SIST EN 60335-2-85:2003
A1:2008
A11:2018 |  | 2019-10-28
A2:2021 |  | 2021-04-01
IEC 60335-2-88:2002 | Safety of household and similar electrical appliances – Part 2: Particular requirements for humidifiers intended for use with heating, ventilation, or air conditioning systems
SIST EN 60335-2-88:2003
IEC 60335-2-89:2019 |  | 2021-04-01
SIST EN IEC 60335-2-89:2022 |  | 2023-09-15
A11:2022 |  | 2023-09-15
IEC 60335-2-89:2010 | Household and similar electrical appliances – Safety – Part 2: Particular requirements for commercial refrigerating appliances with an incorporated or remote refrigerant condensing unit or compressor | 2012-05-14
A1:2012 |  | 2012-08-01
SIST EN 60335-2-89:2011 |  | 2012-05-14
A1:2016 |  | 2017-04-01
A2:2017 |  | 2019-10-28
IEC 60335-2-90:2015 | Safety of household and similar electrical appliances – Part 2: Particular requirements for commercial microwave ovens | 2022-08-15
A1:2015 |  | 2022-08-15
SIST EN IEC 60335-2-90:2021 |  | 2022-08-15
A1:2022 |  | 2022-08-15
IEC 60335-2-90:2006 | Safety of household and similar electrical appliances – Part 2: Particular requirements for commercial microwave ovens
A1:2010 |  | 2012-05-14
SIST EN 60335-2-90:2006
A1:2011 |  | 2012-05-14
IEC 60335-2-91:2008 | Household and similar electrical appliances - Safety -- Part 2-91: Particular requirements for walk-behind and hand-held lawn trimmers and lawn edge trimmers
IEC 60335-2-91:2002 |  |  | Preklican / Withdrawn
SIST EN 60335-2-91:2004 |  |  | Preklican / Withdrawn
IEC 60335-2-95:2011 | Household and similar electrical appliances - Safety -- Part 2-95: Particular requirements for drives for vertically moving garage doors for residential use | 2015-03-20
A1:2015 |  | 2016-04-15
A2:2017 |  | 2019-10-28
EN 60335-2-95:2015 |  | 2015-03-20
A1:2015 |  | 2016-04-15
A2:2019 |  | 2019-10-28
IEC 60335-2-98:2002 | Safety of household and similar electrical appliances – Part 2: Particular requirements for humidifiers
A1:2005
A2:2008
SIST EN 60335-2-98:2003
A1:2005
A2:2009
A11:2019 |  | 2019-10-28
IEC 60335-2-101:2002 | Household and similar electrical appliances - Safety – Part 2-101: Particular requirements for vaporizers
A1:2008
A2:2014 |  | 2015-03-20
SIST EN 60335-2-101:2003
A1:2008
A2:2015 |  | 2016-04-15
IEC 60335-2-102:2017 | Safety of household and similar electrical appliances – Part 2: Particular requirements for gas, oil and solid-fuel burning appliances having electrical connections | 2021-04-01
IEC 60335-2-102:2004 | Safety of household and similar electrical appliances – Part 2: Particular requirements for gas, oil and solid-fuel burning appliances having electrical connections
A1:2008
A2:2012 |  | 2017-04-01
SIST EN 60335-2-102:2016 |  | 2017-04-01
SIST EN 60335-2-102:2007
A1:2010
IEC 60335-2-103:2015 | Household and similar electrical appliances. Safety. Particular requirements for drives for gates, doors and windows | 2018-07-15
IEC 60335-2-103:2006 | Household and similar electrical appliances. Safety. Particular requirements for drives for gates, doors and windows | 2015-03-20
EN 60335-2-103:2015 |  | 2015-03-20
IEC 60335-2-105:2016 | Safety of household and similar electrical appliances – Part 2: Particular requirements for multifunctional shower cabinets | 2022-08-15
A1:2019 |  | 2022-08-15
SIST EN IEC 60335-2-105:2022 |  | 2022-08-15
A11:2022 |  | 2022-08-15
A1:2022 |  | 2022-08-15
IEC 60335-2-105:2004 | Safety of household and similar electrical appliances – Part 2: Particular requirements for multifunctional shower cabinets
A1:2008
A2:2013 |  | 2018-07-15
SIST EN 60335-2-105:2005
A1:2008
A11:2011
A2:2020 |  | 2021-04-01

## SAFE
Oznaka standarda ali normativnega dokumenta (v celoti ali delno) Reference to standard or normative document (entirely or partly) | Naslov standarda ali normativnega dokumenta v celoti oz. delno (npr. poglavje, del, točka) Title of standard or normative document entirely or partly (e.g. part, chapter, article) | Datum spremembe Date of change | Opombe Remarks
IEC 61558-1:2017 | Safety of power transformers, power supply units and similar – Part 1: General requirements and tests | 2018-07-15
SIST EN IEC 61558-1:2019 |  | 2019-10-28
IEC 61558-1:2005 | Safety of power transformers, power supply units and similar – Part 1: General requirements and tests
A1:2009
SIST EN 61558-1:2006
A1:2009
IEC 61558-2-1:1997 | Safety of power transformers, power supply units and similar – Part 2: Particular requirements for separating transformers for general use
SIST EN 61558-2-1:2007
IEC 61558-2-2:2007 | Safety of power transformers, power supply units and similar – Part 2-2: Particular requirements for control transformers
SIST EN 61558-2-2:2007
IEC 61558-2-4:2009 | Safety of power transformers, power supply units and similar – Part 2: Particular requirements for isolating transformers for general use | 2012-05-14
SIST EN 61558-2-4:2010 |  | 2012-05-14
IEC 61558-2-5:2010 | Safety of power transformers, power supply units and similar – Part 2-5: Particular requirements for shaver transformers and shaver supply units | 2012-05-14
SIST EN 61558-2-5:2010 |  | 2012-05-14
IEC 61558-2-6:2021 | Safety of power transformers, power supply units and similar – Part 2: Particular requirements for safety isolating transformers for general use | 2024-12-09
IEC 61558-2-6:2009 | Safety of power transformers, power supply units and similar – Part 2: Particular requirements for safety isolating transformers for general use | 2012-05-14
SIST EN 61558-2-6:2010 |  | 2012-05-14
IEC 61558-2-7:2023 | Safety of power transformers, power supply units and similar – Part 2: Particular requirements for transformers for toys | 2024-12-09
IEC 61558-2-7:2007 | Safety of power transformers, power supply units and similar – Part 2: Particular requirements for transformers for toys | 2012-05-14
SIST EN 61558-2-7:2008 |  | 2012-05-14
IEC 61558-2-8:2024 | Safety of small power transformers, power supply units and similar – Part 2-8: Particular requirements for bell and chime transformers | 2024-12-09
IEC 61558-2-8:2010 | Safety of small power transformers, power supply units and similar – Part 2-8: Particular requirements for bell and chime transformers | 2012-05-14
SIST EN 61558-2-8:2010 |  | 2012-05-14
SIST EN 61558-2-13:2009 | Safety of small power transformers, power supply units and similar – Part 2-13: Particular requirements for autotransformers for general use | 2012-05-14
IEC 61558-2-13:2009 |  | 2012-05-14
IEC 61558-2-16:2021 | Safety of small power transformers, power supply units and similar – Part 2-8: Particular requirements for switch mode power supply units and transformers for switch mode power supply units | 2023-09-15
SIST EN 61558-2-16:2009 |  | 2012-05-14
A1:2013 |  | 2015-03-20
IEC 61558-2-16:2009 |  | 2012-05-14
A1:2013 |  | 2015-03-20

## TOOL
Oznaka standarda ali normativnega dokumenta (v celoti ali delno) Reference to standard or normative document (entirely or partly) | Naslov standarda ali normativnega dokumenta v celoti oz. delno (npr. poglavje, del, točka) Title of standard or normative document entirely or partly (e.g. part, chapter, article) | Datum spremembe Date of change | Opombe Remarks
IEC 62841-1:2014 | Electric motor-operated hand-held tools, transportable tools and lawn and garden machinery - Safety - Part 1: General requirements | 2017-04-01
SIST EN 62841-1:2015 |  | 2017-04-01
A11:2022 |  | 2022-08-16
IEC 62841-2-1:2017 | Electric motor-operated hand-held tools, transportable tools and lawn and garden machinery - safety - part 2-1: particular requirements for hand-held drills and impact drills | 2021-04-01
A1:2021 |  | 2022-08-16
SIST EN 62841-2-1:2018 |  | 2021-04-01
A11:2019 |  | 2021-04-01
A12:2022 |  | 2022-08-16
A1:2022 |  | 2022-08-16
IEC 62841-2-2:2014 | Electric motor-operated hand-held tools, transportable tools and lawn and garden machinery - Safety - Part 2-2: Particular requirements for hand-held screwdrivers and impact wrenches | 2017-04-01
SIST EN 62841-2-2:2014 |  | 2017-04-01
IEC 62841-2-3:2020 | Electric motor-operated hand-held tools, transportable tools and lawn and garden machinery - Safety - Part 2-3: Particular requirements for hand-held grinders, disc-type polishers and disc-type sanders | 2022-06-18
SIST EN IEC 62841-2-3:2021 |  | 2022-08-16
A11:2021 |  | 2022-06-18
IEC 62841-2-4:2014 | Electric Motor-Operated Hand-Held Tools, Transportable Tools and Lawn and Garden Machinery - Safety - Part 2-4: Particular requirements for hand-held sanders and polishers other than disc type | 2017-04-01
SIST EN 62841-2-4:2014 |  | 2017-04-01
IEC 62841-2-5:2014 | Electric motor-operated hand-held tools, transportable tools and lawn and garden machinery - Safety - Part 2-5: Particular requirements for hand-held circular saws | 2017-04-01
SIST EN 62841-2-5:2014 |  | 2017-04-01
IEC 62841-2-6:2020 | Electric motor-operated hand-held tools, transportable tools and lawn and garden machinery - Safety - Part 2-6: Particular requirements for hand-held hammers | 2023-09-15
SIST EN IEC 62841-2-6:2020 |  | 2023-09-15
A11:2020 |  | 2023-09-15
IEC 62841-2-8:2016 | Electric motor-operated hand-held tools, transportable tools and lawn and garden machinery - Safety - Part 2-8: Particular requirements for hand-held shears and nibblers | 2018-07-15
SIST EN 62841-2-8:2016 |  | 2018-07-15
IEC 62841-2-9:2015 | Electric motor-operated hand-held tools, transportable tools and lawn and garden machinery - Safety - Part 2-9: Particular requirements for hand-held tappers and threaders | 2018-07-15
SIST EN 62841-2-9:2015 |  | 2018-07-15
IEC 62841-2-10:2017 | Electric motor-operated hand-held tools, transportable tools and lawn and garden machinery - Safety - Part 2-10: Particular requirements for hand-held mixers | 2021-04-01
SIST EN 62841-2-10:2017 |  | 2021-04-01
IEC 62841-2-11:2015 | Electric motor-operated hand-held tools, transportable tools and lawn and garden machinery - Safety - Part 2-11: Particular requirements for hand-held reciprocating saws | 2018-07-15
A1:2020 |  | 2021-04-01
SIST EN 62841-2-11:2016 |  | 2018-07-15
A1:2020 |  | 2021-04-01
IEC 62841-2-14:2015 | Electric motor-operated hand-held tools, transportable tools and lawn and garden machinery - Safety - Part 2-14: Particular requirements for hand-held planers | 2018-07-15
SIST EN 62841-2-14:2015 |  | 2018-07-15
IEC 62841-2-17:2017 | Electric Motor-Operated Hand-Held Tools, Transportable Tools and Lawn and Garden Machinery - Safety - Part 2-17: Particular requirements for hand-held routers | 2019-10-28
SIST EN 62841-2-17:2018 |  | 2019-10-28
IEC 62841-2-21:2017 | Electric motor-operated hand-held tools, transportable tools and lawn and garden machinery - Safety - Part 2-21: Particular requirements for hand-held drain cleaners | 2021-04-01
SIST EN 62841-2-21:2019 |  | 2021-04-01
IEC 62841-3-1:2014 | Electric motor-operated hand-held tools, transportable tools and lawn and garden machinery - Safety - Part 3-1: Particular requirements for transportable table saws | 2019-10-28
A1:2021 |  | 2022-06-18
SIST EN 62841-3-1:2014 |  | 2019-10-28
A11:2017 |  | 2022-06-18
A12:2021 |  | 2022-06-18
A1:2021 |  | 2022-06-18
IEC 62841-3-4:2016 | Electric motor-operated hand-held tools, transportable tools and lawn and garden machinery - Safety - Part 3-4: Particular requirements for transportable bench grinders | 2021-04-01
A1:2020 |  | 2021-04-01
SIST EN 62841-3-4:2016 |  | 2021-04-01
A11:2017 |  | 2021-04-01
A1:2020 |  | 2021-04-01
A12:2020 |  | 2021-04-01
IEC 62841-3-9:2020 | Electric motor-operated hand-held tools, transportable tools and lawn and garden machinery - Safety - Part 3-9: Particular requirements for transportable mitre saws | 2022-08-18
SIST EN IEC 62841-3-9:2020 |  | 2022-08-18
A11:2020 |  | 2022-08-18
IEC 62841-3-9:2014 |  | 2019-10-28
SIST EN 62841-3-9:2016 |  | 2019-10-28
A11:2018 |  | 2019-10-28
IEC 62841-3-10:2015 | Electric motor-operated hand-held tools, transportable tools and lawn and garden machinery - Safety - Part 3-10: Particular requirements for transportable cut-off machines | 2019-10-28
A1:2022 |  | 2022-08-18
SIST EN 62841-3-10:2016 |  | 2019-10-28
A11:2018 |  | 2019-10-28
A12:2022 |  | 2022-08-18
A1:2022 |  | 2022-08-18
IEC 62841-3-13:2017 | Electric motor-operated hand-held tools, transportable tools and lawn and garden machinery - Safety - Part 3-13: Particular requirements for transportable drills | 2019-10-28
SIST EN 62841-3-13:2017 |  | 2019-10-28
IEC 62841-3-14:2017 | Electric motor-operated hand-held tools, transportable tools and lawn and garden machinery - Safety - Part 3-14: Particular requirements for transportable drain cleaners | 2022-08-18
A1:2022 |  | 2023-09-15
SIST EN 62841-3-14:2017 |  | 2022-08-18
A1:2022 |  | 2023-09-15
IEC 62841-4-2:2017 | Electric motor-operated hand-held tools, transportable tools and lawn and garden machinery - Safety - Part 4-2: Particular requirements for hedge trimmers | 2021-04-01
A1:2022 |  | 2023-09-15
SIST EN 62841-4-2:2019 |  | 2021-04-01
A1:2022 |  | 2023-09-15
IEC 60745-1:2006 | Safety of hand-held motor-operated electric tools – Part 1: General requirements
SIST EN 60745-1:2009
A11:2010
SIST EN 50144-1:2000 | Safety of hand-held motor-operated electric tools – Part 1: General requirements | 2013-08-27 | Preklican / Withdrawn
A1:2002 |  | 2013-08-27 | Preklican / Withdrawn
A2:2003 |  | 2013-08-27 | Preklican / Withdrawn
EN 50144-1:1998 |  | 2013-08-27 | Preklican / Withdrawn
A1:2002 |  | 2013-08-27 | Preklican / Withdrawn
A2:2003 |  | 2013-08-27 | Preklican / Withdrawn
SIST HD 400.1 S1:1995 | Safety of hand-held motor-operated electric tools – Part 1: General requirements | 2013-08-27 | Preklican / Withdrawn
IEC 60745-2-1:2003 | Safety of hand-held motor-operated electric tools; part 2: particular requirements for drills
A1:2008
SIST EN 60745-2-1:2010
SIST EN 50144-2-1:2000 | Safety of hand-held motor-operated electric tools; part 2: particular requirements for drills | 2013-08-27 | Preklican / Withdrawn
IEC 60745-2-3:2006 | Safety of hand-held motor-operated electric tools. Part 2: Particular requirements for grinders, polishers and disk-type sanders | 2015-03-20
A1:2010 |  | 2015-03-20
A2:2012 |  | 2015-03-20
SIST EN 60745-2-3:2011 |  | 2015-03-20
A2:2014 |  | 2015-03-20
A11:2014 |  | 2015-03-20
A2:2014 |  | 2015-03-20
A12:2016 |  | 2016-04-15
A13:2016 |  | 2016-04-15
IEC 60745-2-6:2003 | Safety of hand-held motor-operated electric tools; part 2: particular requirements for hammers
A1:2006
A2:2008
SIST EN 60745-2-6:2010 |  | 2012-05-14
IEC 60745-2-7:1989 | Safety of hand-held motor-operated electric tools; part 2: particular requirements for spray guns for non-flammable liquids
SIST EN 50144-2-7:2001
IEC 60745-2-12:2003 | Safety of hand-held motor-operated electric tools. Part 2-12: Particular requirements for concrete vibrators (internal vibrators)
A1:2008
SIST EN 60745-2-12:2009 |  | 2012-14-05
IEC 60745-2-13:2006 | Safety of hand-held motor-operated electric tools; part 2: particular requirements for chain saws | 2012-05-14
A1:2009 |  | 2012-05-14
SIST EN 60745-2-13:2009 |  | 2012-05-14
A1:2011
SIST EN 60745-2-13:2009 |  | 2012-05-14
A1:2011 |  | 2012-05-14
IEC 60745-2-15:2006 | Safety of hand-held motor-operated electric tools. Part 2: Particular requirements for hedge trimmers and grass-shears
A1:2009
SIST EN 60745-2-15:2009 |  | 2012-05-14
A1:2010 |  | 2012-05-14
IEC 60745-2-16:2008 | Safety of hand-held motor-operated electric tools; part 2: particular requirements for tackers | 2012-05-14
SIST EN 60745-2-16:2010 |  | 2012-05-14
IEC 60745-2-17:2010 | Safety of hand-held motor-operated electric tools; part 2-17: particular requirements for routers and trimmers
SIST EN 60745-2-17:2010
IEC 60745-2-18:2003 | Safety of hand-held motor-operated electric tools; part 2-18: particular requirements for strapping tools
A1:2008
SIST EN 60745-2-18:2009 |  | 2012-05-14
IEC 60745-2-19:2005 | Safety of hand-held motor-operated electric tools. Part 2: particular requirements for joiners
A1:2010 |  | 2012-05-14
SIST EN 60745-2-19:2009 |  | 2012-05-14
A1:2010 |  | 2012-05-14
IEC 60745-2-20:2003 | Safety of hand-held motor-operated electric tools; part 2: particular requirements for band saws
A1:2008 |  | 2012-05-14
SIST EN 60745-2-20:2009 |  | 2012-05-14
IEC 60745-2-21:2002 | Safety of hand-held motor-operated electric tools; part 2: particular requirements for drain cleaners
A1:2008
SIST EN 60745-2-21:2009
A1:2011 |  | 2012-05-14
SIST EN 60745-2-22:2011 | Particular requirements for cut-off machines | 2012-05-14
A11:2013
IEC 60745-2-22:2011 |  | 2012-05-14
IEC 60745-2-23:2012 | Hand-held motor-operated electric tools - Safety - Part 2-23: Particular requirements for die grinders and small rotary tools | 2016-02-12
SIST EN 60745-2-23:2013 |  | 2016-02-12
IEC 61029-1:1990 | Safety of transportable motor-operated electric tools; part 1: general requirements
SIST EN 61029-1:2009 |  | 2012-05-14
A11:2011 |  | 2012-05-14
SIST EN 61029-1:2000 | Safety of transportable motor-operated electric tools; part 1: general requirements | 2018-07-15 | Preklican / Withdrawn
A11:2004 |  | 2018-07-15 | Preklican / Withdrawn
IEC 61029-2-2:1993 | Safety of transportable motor-operated electric tools; part 2: particular requirements for radial arm saws
IEC 61029-2-3:1993 | Safety of transportable motor-operated electric tools; part 2: particular requirements for planers and thicknessers
A1:2001
SIST EN 61029-2-3:2011
IEC 61029-2-4:1993 | Safety of transportable motor-operated electric tools; part 2: particular requirements for bench grinders |  | Preklican / Withdrawn
SIST EN 61029-2-4:2011 |  | 2012-05-14 | Preklican / Withdrawn
IEC 61029-2-5:1993 | Safety of transportable motor-operated electric tools; part 2: particular requirements for band saws
A1:2001
SIST EN 61029-2-5:2012 |  | 2012-05-14
IEC 61029-2-7:1993 | Safety of transportable motor-operated electric tools; part 2: particular requirements for diamond saws with water supply
IEC 61029-2-8:1995 | Safety of transportable motor-operated electric tools; part 2: particular requirements for singel spindle vertical moulders
A1:1999
A2:2001
SIST EN 61029-2-8:2010 |  | 2012-05-14
SIST EN 61029-2-8:2004 |  |  | Preklican / Withdrawn
IEC 61029-2-9:1995
SIST EN 61029-2-8:2010 |  | 2012-05-14
IEC 61029-2-11:2001 | Safety of transportable motor-operated electric tools; part 2: particular requirements for mitre-bench saws
SIST EN 61029-2-11:2013
A11:2014 |  | 2015-03-20
IEC 61029-2-12:2010 | Particular requirements for threading machines | 2012-05-14
SIST EN 61029-2-12:2011 |  | 2012-05-14

## ITAV, OFF
Oznaka standarda ali normativnega dokumenta (v celoti ali delno) Reference to standard or normative document (entirely or partly) | Naslov standarda ali normativnega dokumenta v celoti oz. delno (npr. poglavje, del, točka) Title of standard or normative document entirely or partly (e.g. part, chapter, article) | Datum spremembe Date of change | Opombe Remarks
IEC 62368-1:2018 | Audio/video, information and communication technology equipment - Part 1: Safety requirements | 2019-10-28
SIST EN IEC 62368-1.2020 |  | 2021-04-01
A11:2020 |  | 2022-08-16
IEC 62368-1:2014 | Audio/video, information and communication technology equipment - Part 1: Safety requirements | 2015-03-20
A1:2014 |  | 2018-07-15
SIST EN 62368-1:2014 |  | 2015-03-20
A1:2014 |  | 2018-07-15
IEC 62368-1:2010 | Audio/video, information and communication technology equipment - Part 1: Safety requirements | 2013-08-27
IEC 62368-3:2017 | Audio/video, information and communication technology equipment - Part 3: Safety aspects for DC power transfer through communication cables and ports | 2022-08-16
SIST EN IEC 62368-3.2020 |  | 2022-08-16
IEC 60950-1:2005 | Information technology equipment – Safety – Part 1: General requirements
A1:2009
A2:2013 |  | 2013-08-27
SIST EN 60950-1:2006
A11:2009
A1:2010
A12:2011
A2:2013
IEC 60950-21:2002 | Information technology equipment – Safety – Part 21: Remote power feeding
SIST EN 60950-21:2004
IEC 60950-22:2016 | Information technology equipment – Safety – Part 22: Equipment to be installed outdoors | 2018-07-15
SIST EN 60950-22:2017 |  | 2018-07-15
IEC 60950-22:2005 | Information technology equipment – Safety – Part 22: Equipment to be installed outdoors
SIST EN 60950-22:2007
A11:2008
IEC 60950-23:2005 | Information technology equipment – Safety – Part 23: Large data storage equipment
SIST EN 60950-23:2007
IEC 62040-1:2017 | General and safety requirements for UPS | 2021-07-15
A1:2021 |  | 2022-08-16
A2:2022 |  | 2024-12-09
SIST EN IEC 62040-1:2019 |  | 2021-07-15
A11:2021 |  | 2022-08-16
A1:2023 |  | 2024-12-09
SIST EN 62040-1:2009 | General and safety requirements for UPS | 2012-05-14
IEC 62040-1:2008 |  | 2012-05-14
A1:2013 |  | 2013-08-27
IEC 62040-1-1:2002 | Uninterruptible power systems (UPS) – Part 1-1: General and safety requirements for UPS used in operator access areas | 2015-03-30 | Preklican / Withdrawn
SIST EN 62040-1-1:2003 |  | 2015-03-30 | Preklican / Withdrawn
IEC 62040-1-2:2002 | Uninterruptible power systems (UPS) -- Part 1-2: General and safety requirements for UPS used in restricted access locations | 2015-03-30 | Preklican / Withdrawn
IEC 62040-3:1999 | Uninterruptible power systems (UPS) – Part 3: Method of specifying the performance and test requirements
SIST EN 62040-3:2002
IEC 61204-7:2006 | Low voltage power supplies, d.c. Output - Part 7: Safety requirements
SIST EN 61204-7:2006
A11:2009
IEC 61204-7:2016 |  | 2021-04-01
EN IEC 61204-7:2018 |  | 2021-04-01
SIST EN IEC 61204-7:2018 |  | 2021-04-01
IEC 62477-1:2022 | Safety requirements for power electronic converter systems and equipment - Part 1: General | 2023-09-15
IEC 62477-1:2012 | Safety requirements for power electronic converter systems and equipment - Part 1: General | 2017-04-01
A1:2016 |  | 2019-10-28
SIST EN 62477-1:2012 |  | 2017-04-01
A11:2014 |  | 2017-04-01
A1:2017 |  | A1:2017
IEC 61800-5-1:2008 | Adjustable speed electrical power drive systems -- Part 5-1: Safety requirements - Electrical, thermal and energy | 2016-02-19
A1:2016 |  | 2019-10-28
SIST EN 61800-5-1:2007 |  | 2016-02-19
A1:2017 |  | 2019-10-28
IEC 60825-1:2014 | Safety of laser products - Part 1: Equipment classification and requirements | 2018-07-15
EN 60825-1:2014 |  | 2018-07-15
A11:2021 |  | 2022-08-16
SIST EN 60825-1:2014 |  | 2018-07-15
A11:2021 |  | 2022-08-16

## TRON
Oznaka standarda ali normativnega dokumenta (v celoti ali delno) Reference to standard or normative document (entirely or partly) | Naslov standarda ali normativnega dokumenta v celoti oz. delno (npr. poglavje, del, točka) Title of standard or normative document entirely or partly (e.g. part, chapter, article) | Datum spremembe Date of change | Opombe Remarks
IEC 60065:2014 | Safety requirements for mains operated electronic and related apparatus for household and similar general use | 2017-04-01
SIST EN 60065:2015 |  | 2017-04-01 | Preklican / Withdrawn
A11:2017 |  | 2019-10-28 | Preklican / Withdrawn

## MEAS
Oznaka standarda ali normativnega dokumenta (v celoti ali delno) Reference to standard or normative document (entirely or partly) | Naslov standarda ali normativnega dokumenta v celoti oz. delno (npr. poglavje, del, točka) Title of standard or normative document entirely or partly (e.g. part, chapter, article) | Datum spremembe Date of change | Opombe Remarks
IEC 61010-1:2010 | Safety requirements for electrical equipment for measurement, control, and laboratory use – Part 1: General requirements | 2012-05-14
A1:2016 |  | 2019-10-28
SIST EN 61010-1:2010 |  | 2012-05-14
A1:2019 |  | 2019-10-28
IEC 61010-2-010:2019 | Safety requirements for electrical equipment for measurement, control and laboratory use – Part 2-010: Particular requirements for laboratory equipment for the heating of material | 2021-07-15
SIST EN IEC 61010-2-010:2020 |  | 2021-07-15
IEC 61010-2-010:2014 | Safety requirements for electrical equipment for measurement, control, and laboratory use – Part 2-010: Particular requirements for laboratory equipment for the heating of material | 2015-03-20
SIST EN 61010-2-010:2014 |  | 2015-03-20
IEC 61010-2-012:2019 | Safety requirements for electrical equipment for measurement, control, and laboratory use - Part 2-012: Particular requirements for climatic and environmental testing and other temperature conditioning equipment | 2022-08-16
SIST EN IEC 61010-2-012:2022 |  | 2022-08-16
A11:2022 |  | 2022-08-16
IEC 61010-2-012:2016 | Safety requirements for electrical equipment for measurement, control, and laboratory use - Part 2-012: Particular requirements for climatic and environmental testing and other temperature conditioning equipment | 2019-10-28
SIST EN 61010-2-012:2017 |  | 2019-10-28
IEC 61010-2-020:2016 | Safety requirements for electrical equipment for measurement, control, and laboratory use – Part 2-020: Particular requirements for laboratory centrifuges | 2019-10-28
SIST EN 61010-2-020:2017 |  | 2019-10-28
IEC 61010-2-020:2006 | Safety requirements for electrical equipment for measurement, control, and laboratory use – Part 2-020: Particular requirements for laboratory centrifuges
SIST EN 61010-2-020:2007 |  | 2012-08-01
IEC 61010-2-030:2017 | Safety requirements for electrical equipment for measurement, control and laboratory use - Part 2-030: Particular requirements for testing and measuring circuits | 2021-07-15
SIST EN 61010-2-030:2021 |  | 2021-07-15
A11:2021 |  | 2021-07-15
IEC 61010-2-030:2010 | Safety requirements for electrical equipment for measurement, control and laboratory use - Part 2-030: Particular requirements for testing and measuring circuits | 2012-05-14
SIST EN 61010-2-030:2010 |  | 2012-05-14
IEC 61010-031:2015 | Safety requirements for electrical equipment for measurement, control, and laboratory use – Part 031: Safety requirements for hand-held probe assemblies for electrical measurement and test | 2017-04-01
A1:2021 |  | 2022-08-16
SIST EN 61010-031:2015 |  | 2017-04-01
A11:2022 |  | 2022-08-16
A1:2022 |  | 2022-08-16
IEC 61010-2-032:2019 | Safety requirements for electrical equipment for measurement, control, and laboratory use – Part 2-032: Particular requirements for hand-held current clamps for electrical measurement and test | 2022-08-16
SIST EN IEC 61010-2-032:2022 |  | 2022-08-16
A11:2022 |  | 2022-08-16
IEC 61010-2-032:2012 | Safety requirements for electrical equipment for measurement, control, and laboratory use – Part 2-032: Particular requirements for hand-held current clamps for electrical measurement and test | 2015-03-20
SIST EN 61010-2-032:2013 |  | 2015-03-20
IEC 61010-2-033:2019 | Safety requirements for electrical equipment for measurement, control, and laboratory use - Part 2-033: Particular requirements for hand-held multimeters and other hand-held meters, for domestic and professional use, capable of measuring mains voltage | 2022-08-16
SIST EN IEC 61010-2-033:2022 |  | 2022-08-16
A11:2022 |  | 2022-08-16
IEC 61010-2-033:2012 | Safety requirements for electrical equipment for measurement, control, and laboratory use – Part 2-033: Particular requirements for hand-held multimeters and other meters, for domestic and professional use, capable of measuring mains voltage
SIST EN 61010-2-033:2012
IEC 61010-2-034:2017 | Safety requirements for electrical equipment for measurement, control, and laboratory use - Part 2-034: Particular requirements for measurement equipment for insulation resistance and test equipment for electric strength | 2022-08-16
SIST EN IEC 61010-2-034:2022 |  | 2022-08-16
A11:2022 |  | 2022-08-16
IEC 61010-2-040:2020 | Safety requirements for electrical equipment for measurement, control and laboratory use – Part 2-040: Particular requirements for sterilizers and washer-disinfectors used to treat medical materials | 2022-08-16
SIST EN IEC 61010-2-040:2022 |  | 2022-08-16
IEC 61010-2-040:2015 | Safety requirements for electrical equipment for measurement, control and laboratory use – Part 2-040: Particular requirements for sterilizers and washer-disinfectors used to treat medical materials
SIST EN 61010-2-040:2016
IEC 61010-2-051:2018 | Safety requirements for electrical equipment for measurement, control, and laboratory use – Part 2-051: Particular requirements for laboratory equipment for mixing and stirring | 2022-08-16
SIST EN 61010-2-051:2021 |  | 2022-08-16
A11:2021 |  | 2022-08-16
IEC 61010-2-051:2015 | Safety requirements for electrical equipment for measurement, control, and laboratory use – Part 2-051: Particular requirements for laboratory equipment for mixing and stirring | 2017-04-01
SIST EN 61010-2-051:2015 |  | 2017-04-01
IEC 61010-2-061:2003 | Safety requirements for electrical equipment for measurement, control, and laboratory use – Part 2-061: Particular requirements for laboratory atomic spectrometers with thermal atomization and ionization
SIST EN 61010-2-061:2004
IEC 61010-2-081:2019 | Safety requirements for electrical equipment for measurement, control, and laboratory use – Part 2-081: Particular requirements for automatic and semiautomatic laboratory equipment for analysis and other purposes | 2021-07-15
SIST EN IEC 61010-2-081:2020 |  | 2021-07-15
IEC 61010-2-081:2015 | Safety requirements for electrical equipment for measurement, control, and laboratory use – Part 2-081: Particular requirements for automatic and semiautomatic laboratory equipment for analysis and other purposes | 2017-04-01
SIST EN 61010-2-081:2015 |  | 2017-04-01
IEC 61010-2-101:2015 | Safety requirements for electrical equipment for measurement, control, and laboratory use -- Part 2-101: Particular requirements for in vitro diagnostic (IVD) medical equipment | 2017-04-01
SIST EN 61010-2-101:2017 |  | 2019-10-28
IEC 61010-2-101:2018 | Safety requirements for electrical equipment for measurement, control, and laboratory use -- Part 2-101: Particular requirements for in vitro diagnostic (IVD) medical equipment | 2021-07-15
SIST EN 61010-2-101:2023 |  | 2023-09-15
A11:2023 |  | 2023-09-15
IEC 61010-2-201:2013 | Safety requirements for electrical equipment for measurement, control, and laboratory use - Part 2-201: Particular requirements for control equipment | 2016-02-19
SIST EN 61010-2-201:2013 |  | 2016-02-19
IEC 61010-2-201:2017 | Safety requirements for electrical equipment for measurement, control, and laboratory use - Part 2-201: Particular requirements for control equipment | 2021-04-01
SIST EN 61010-2-201:2018 |  | 2021-04-01
IEC 62052-31:2015 | Electricity metering equipment (AC) - General requirements, tests and test conditions - Part 31: Product safety requirements and tests | 2022-08-16
SIST EN 62052-31:2016 |  | 2022-08-16

## MED
Oznaka standarda ali normativnega dokumenta (v celoti ali delno) Reference to standard or normative document (entirely or partly) | Naslov standarda ali normativnega dokumenta v celoti oz. delno (npr. poglavje, del, točka) Title of standard or normative document entirely or partly (e.g. part, chapter, article) | Datum spremembe Date of change | Opombe Remarks
IEC 60601-1:2005 | Medical electrical equipment – Part 1: General requirements for safety
A1:2012 |  | 2012-08-01
A2:2020 |  | 2022-08-16
SIST EN 60601-1:2007
A11:2012 |  | 2012-08-01
A1:2013
A12:2014 |  | 2015-03-20
A2:2021 |  | 2022-08-16
A13:2024 |  | 2024-12-09
IEC 60601-1-1:2000 | Medical electrical equipment – Part 1-1: General requirements for safety. Collateral standard for safety requirements for medical electrical systems
SIST EN 60601-1-1:2002
IEC 60601-1-4:1996 | Medical electrical equipment – Part 1-4: General requirements for safety. Collateral standard for programmable electrical medical systems | 2012-08-01
A1:1999
SIST EN 60601-1-4:1998
A1:2002
IEC 60601-1-6:2010 | Medical electrical equipment - Part 1-6: General requirements for basic safety and essential performance - Collateral standard: Usability
A1:2013 |  | 2018-07-15
A2:2020
SIST EN 60601-1-6:2010
A1:2015 |  | 2018-07-15
A2:2021 |  | 2022-08-16
IEC 60601-1-8:2006 | Medical electrical equipment - Part 1-8: General requirements for basic safety and essential performance - Collateral Standard: General requirements, tests and guidance for alarm systems in medical electrical equipment and medical electrical systems | 2016-02-19
A1:2012 |  | 2016-02-19
A2:2020 |  | 2022-08-16
SIST EN 60601-1-8:2008 |  | 2016-02-19
A1:2014 |  | 2016-02-19
A11:2017 |  | 2019-10-28
A2:2021 |  | 2022-08-16
IEC 60601-1-9:2007 | Medical electrical equipment -- Part 1-9: General requirements for basic safety and essential performance - Collateral Standard: Requirements for environmentally conscious design | 2017-04-01
A1:2014 |  | 2017-04-01
A2:2020 |  | 2022-08-16
SIST EN 60601-1-9:2008 |  | 2017-04-01
A1:2014 |  | 2017-04-01
A2:2021 |  | 2022-08-16
IEC 60601-1-11:2015 | Medical electrical equipment - Part 1-11: General requirements for basic safety and essential performance - Collateral standard: Requirements for medical electrical equipment and medical electrical systems used in the home healthcare environment | 2018-07-15
A1:2020 |  | 2022-08-16
SIST EN 60601-1-11:2015 |  | 2018-07-15
A2:2021 |  | 2022-08-16
IEC 60601-2-2:2017 | Medical electrical equipment - Part 2-2: Particular requirements for the basic safety and essential performance of high frequency surgical equipment and high frequency surgical accessories | 2024-12-09
A1:2023 |  | 2024-12-09
SIST EN 60601-2-2:2018 |  | 2024-12-09
A1:2024 |  | 2024-12-09
IEC 60601-2-10:2012 | Medical electrical equipment. Part 2: Particular requirements for the safety of nerve and muscle stimulators | 2018-07-15
A1:2016 |  | 2018-07-15
A2:2023 |  | 2023-09-15
SIST EN 60601-2-10:2015 |  | 2018-07-15
A1:2017 |  | 2018-07-15
A2:2024 |  | 2024-12-09
IEC 60601-1-12:2014 | Medical electrical equipment - Part 1-12: General requirements for basic safety and essential performance - Collateral Standard: Requirements for medical electrical equipment and medical electrical systems intended for use in the emergency medical services environment | 2023-09-15
A1:2020 |  | 2023-09-15
EN 60601-1-12:2015 |  | 2023-09-15
A1:2020 |  | 2023-09-15
SIST EN 60601-1-12:2015 |  | 2023-09-15
A1:2020 |  | 2023-09-15
IEC 60601-2-18:2009 | Medical electrical equipment - Part 2: Particular requirements for the safety of endoscopic equipment | 2015-03-20
SIST EN 60601-2-18:2015 |  | 2018-07-15
IEC 60601-2-22:2019 | Medical electrical equipment - Part 2: Particular requirements for basic safety and essential performance of surgical, cosmetic, therapeutic and diagnostic laser equipment | 2022-08-16
SIST EN IEC 60601-2-22:2020 |  | 2022-08-16
IEC 60601-2-22:2007 | Medical electrical equipment - Part 2: Particular requirements for basic safety and essential performance of surgical, cosmetic, therapeutic and diagnostic laser equipment
A1:2012 |  | 2013-08-27
SIST EN 60601-2-22:2013
IEC 60601-2-25:2011 | Medical electrical equipment - Part 2-25: Particular requirements for basic safety and essential performance of electrocardiographs | 2018-07-15
SIST EN 60601-2-25:2015 |  | 2018-07-15
IEC 60601-2-27:2011 | Medical electrical equipment - Part 2-27: Particular requirements for the basic safety and essential performance of electrocardiographic monitoring equipment | 2018-07-15
SIST EN 60601-2-27:2016 |  | 2018-07-15
IEC 80601-2-30:2018 | Medical electrical equipment - Part 2-30: Particular requirements for the basic safety and essential performance of automated non-invasive sphygmomanometers | 2019-10-28
SIST EN 80601-2-30:2019 |  | 2021-04-01
IEC 80601-2-30:2009 | Medical electrical equipment - Part 2-30: Particular requirements for the basic safety and essential performance of automated non-invasive sphygmomanometers | 2018-07-15
A1:2013 |  | 2018-07-15
SIST EN 80601-2-30:2010 |  | 2018-07-15
A1:2015 |  | 2018-07-15
IEC 60601-2-34:2000 | Medical electrical equipment - Part 2: Particular requirements for the safety, including essential performance, of invasive blood pressure monitoring equipment
SIST EN 60601-2-34:2002
IEC 60601-2-38:1996 | Medical electrical equipment – Part 2: Particular requirements for the safety of electrically operated hospital beds
A1:1999
SIST EN 60601-2-38:1998
A1:2002
IEC 60601-2-40:2016 | Medical electrical equipment - Part 2-40: Particular requirements for the basic safety and essential performance of electromyographs and evoked response equipment | 2024-12-09
SIST EN 60601-2-40:2019 |  | 2024-12-09
IEC 60601-2-41:2021 | Medical electrical equipment - Part 2-41: Particular requirements for basic safety and essential performance of surgical luminaires and luminaires for diagnosis | 2022-08-16
SIST EN IEC 60601-2-41:2022 |  | 2022-08-16
IEC 60601-2-41:2009 | Medical electrical equipment - Part 2-41: Particular requirements for basic safety and essential performance of surgical luminaires and luminaires for diagnosis
A1:2013 |  | 2016-02-19
SIST EN 60601-2-41:2010 |  | 2016-02-19
A11:2012 |  | 2016-02-19
A1:2015 |  | 2016-02-19
IEC 60601-2-46:2023 | Medical electrical equipment - Part 2-46: Particular requirements for the basic safety and essential performance of operating tables | 2024-12-09
SIST EN IEC 60601-2-46:2024 |  | 2024-12-09
IEC 60601-2-46:2016 | Medical electrical equipment - Part 2-46: Particular requirements for the basic safety and essential performance of operating tables | 2021-04-01
SIST EN IEC 60601-2-46:2020 |  | 2021-04-01
IEC 60601-2-47:2012 | Medical electrical equipment - Part 2-47: Particular requirements for the basic safety and essential performance of ambulatory electrocardiographic systems | 2018-07-15
SIST EN 60601-2-47:2015 |  | 2018-07-15
IEC 60601-2-49:2018 | Medical electrical equipment - Part 2-49: Particular requirements for the basic safety and essential performance of multifunction patient monitors | 2019-10-28
A1:2024 |  | 2024-12-09
SIST EN IEC 60601-2-49:2019 |  | 2021-04-01
A1:2024 |  | 2024-12-09
IEC 60601-2-49:2011 | Medical electrical equipment - Part 2-49: Particular requirements for the basic safety and essential performance of multifunction patient monitoring equipment | 2018-07-15
SIST EN 60601-2-49:2015 |  | 2018-07-15
IEC 60601-2-52:2009 | Medical electrical equipment – Part 2: Particular requirements for the basic safety and essential performance of medical beds | 2012-05-14
A1:2015 |  | 2018-07-15
SIST EN 60601-2-52:2010 |  | 2012-05-14
A1:2015 |  | 2018-07-15
IEC 60601-2-52:2005 | Medical electrical equipment – Part 2: Particular requirements for medical beds | 2013-08-27 | Preklican / Withdrawn
SIST EN 60601-2-52:2006 |  | 2013-08-27 | Preklican / Withdrawn
IEC 60601-2-57:2011 | Medical electrical equipment - Part 2-57: Particular requirements for the basic safety and essential performance of non-laser light source equipment intended for therapeutic, diagnostic, monitoring and cosmetic/aesthetic use | 2018-07-15
SIST EN 60601-2-57:2011 |  | 2018-07-15
IEC 80601-2-60:2019 | Medical electrical equipment - Part 2-60: Particular requirements for the basic safety and essential performance of dental equipment | 2022-08-16
SIST EN IEC 80601-2-60:2020 |  | 2022-08-16
IEC 80601-2-60:2012 | Medicinska električna oprema - 2-60. del: Posebne zahteve za osnovno varnost in bistvene lastnosti zobozdravstvene opreme | 2017-04-01
SIST EN 80601-2-60:2015 |  | 2017-04-01
IEC 80601-2-77:2019 | Medical electrical equipment - Part 2-77: Particular requirements for the basic safety and essential performance of robotically assisted surgical equipment | 2023-09-15
A1:2023 |  | 2024-12-09
SIST EN IEC 80601-2-77:2021 |  | 2023-09-15
A1:2024 |  | 2024-12-09
IEC 80601-2-78:2019 | Medical electrical equipment - Part 2-78: Particular requirements for basic safety and essential performance of medical robots for rehabilitation, assessment, compensation or alleviation | 2023-09-15
A1:2023 |  | 2024-12-09
SIST EN IEC 80601-2-78:2020 |  | 2023-09-15
A1:2024 |  | 2024-12-09
IEC 62304:2006 | Medical device software - Software life-cycle processes | 2017-04-01
A1:2015 |  | 2017-04-01
SIST EN 62304:2006 |  | 2017-04-01
A1:2015 |  | 2017-04-01
IEC 62366-1:2015 | Medical devices - Part 1: Application of usability engineering to medical devices | 2018-07-15
A1:2020 |  | 2022-08-16
SIST EN 62366-1:2015 |  | 2018-07-15
A1:2020 |  | 2022-08-16
IEC 62366:2007 | Medical devices - Application of usability engineering to medical devices
SIST EN 62366:2008

## LITE
Oznaka standarda ali normativnega dokumenta (v celoti ali delno) Reference to standard or normative document (entirely or partly) | Naslov standarda ali normativnega dokumenta v celoti oz. delno (npr. poglavje, del, točka) Title of standard or normative document entirely or partly (e.g. part, chapter, article) | Datum spremembe Date of change | Opombe Remarks
IEC 60598-1:2021 | Luminaires – Part 1: General requirements and tests | 2022-08-16
SIST EN IEC 60598-1:2021 |  | 2022-08-16
A11:2022 |  | 2022-08-16
IEC 60598-1:2014 | Luminaires – Part 1: General requirements and tests | 2015-03-20
A1:2017 |  | 2018-07-15
SIST EN 60598-1:2015 |  | 2015-03-20
A1:2018 |  | 2018-07-25
IEC 60598-2-1:2021 | Luminaires; part 2: particular requirements; section 1: fixed general purpose luminaires | 2022-08-16
SIST EN IEC 60598-2-1:2021 |  | 2022-08-16
IEC 60598-2-1:1979 | Luminaires; part 2: particular requirements; section 1: fixed general purpose luminaires
A1:1987
SIST EN 60598-2-1:1995
IEC 60598-2-2:2023 | Luminaires – Part 2: Particular requirements - Section 2: Recessed luminaires | 2024-12-09
SIST EN IEC 60598-2-2:2024 |  | 2024-12-09
IEC 60598-2-2:2011 | Luminaires – Part 2: Particular requirements - Section 2: Recessed luminaires | 2015-03-23
SIST EN 60598-2-2:2012 |  | 2015-03-23
IEC 60598-2-3:2002 | Luminaires – Part 2: Particular requirements – Section 3: Luminaires for road and street lighting
A1:2011
SIST EN 60598-2-3:2004
A1:2011
IEC 60598-2-4:2017 | Luminaires – Part 2: Particular requirements – Section 4: Portable general purpose luminaires | 2018-07-15
SIST EN 60598-2-4:2018 |  | 2018-07-15
IEC 60598-2-5:1998 | Luminaires – Part 2-5: Particular requirements – Floodlights
SIST EN 60598-2-5:1999
IEC 60598-2-7:1982 | Luminaires; part 2: particular requirements; section 7: portable luminaires for garden use
A1:1987
A2:1994
SIST EN 60598-2-7:1995
A2:1999
A13:1999
IEC 60598-2-8:2013 | Luminaires – Part 2: Particular requirements – Section 8: Handlamps | 2015-03-20
SIST EN 60598-2-8:2013 |  | 2015-03-20
IEC 60598-2-9:1987 | Luminaires; part 2: particular requirements; section 9: photo and film luminaires (non-professional)
A1:1993
SIST EN 60598-2-9:1995
IEC 60598-2-10:2003 | Luminaires; part 2: particular requirements; section 10:portable luminaries for children
SIST EN 60598-2-10:2004
IEC 60598-2-11:2013 | Luminaires; part 2: particular requirements; section 11: aquarium luminaires | 2015-03-20
A1:2022 |  | 2023-09-15
SIST EN 60598-2-11:2013 |  | 2015-03-20
A1:2022 |  | 2023-09-15
IEC 60598-2-12:2013 | Luminaires; part 2: particular requirements; section 12: mains socket-outlet mounted nightlight | 2015-03-20
SIST EN 60598-2-12:2013 |  | 2015-03-20
IEC 60598-2-13:2006 | Luminaires – Part 2-13: Particular requirements – Ground recessed luminaires
A1:2011
A2:2016 |  | 2017-04-01
SIST EN 60598-2-13:2007
A1:2011
A2:2016 |  | 2017-04-01
A11:2021 |  | 2022-08-16
IEC 60598-2-14:2009 | Luminaires – Part 2-14: Particular requirements – Luminaries for cold cathode tubular discharge lamps and similar equipment | 2012-05-14
SIST EN 60598-2-14:2009 |  | 2012-05-14
IEC 60598-2-17:2017 | Luminaires - Part 2-17: Particular requirements - Luminaires for stage lighting, television and film studios (outdoor and indoor) | 2019-10-28
SIST EN 60598-2-17:2018 |  | 2019-10-28
IEC 60598-2-17:1984 | Luminaires; part 2: particular requirements; section 17: luminaires for stage lighting, television and film studios (outdoor and indoor
A2:1990
SIST EN 60598-2-17:1995
IEC 60598-2-18:2022 | Luminaires – Part 2: Particular requirements - Section 18: Luminaires for swimming pools and similar applications | 2023-09-15
SIST EN 60598-2-18:2022 |  | 2023-09-15
IEC 60598-2-18:1993
A1:2011 |  | 2013-08-27
SIST EN 60598-2-18:1995
A1:2012 |  | 2013-08-27
IEC 60598-2-19:1981 | Luminaires; part 2: particular requirements; section 19: air-handling luminaires (safety requirements)
A1:1987
A2:1997
SIST EN 60598-2-19:1995
A2:1999
IEC 60598-2-20:2022 | Luminaires – Part 2: Particular requirements - Section 20: Lighting chains | 2024-12-09
SIST EN 60598-2-20:2024 |  | 2024-12-09
A11:2024 |  | 2024-12-09
IEC 60598-2-20:2014 | Luminaires – Part 2: Particular requirements - Section 20: Lighting chains | 2015-03-20
SIST EN 60598-2-20:2015 |  | 2015-03-20
IEC 60598-2-21:2014 | Luminaires – Part 2: Particular requirements - Section 21: Rope lights | 2018-07-15
SIST EN 60598-2-21:2015 |  | 2018-07-15
IEC 60598-2-23:2021 | Luminaires – Part 2-23: Particular requirements – Extra low voltage lighting systems for filament lamps | 2022-08-16
SIST EN IEC 60598-2-23:2021 |  | 2022-08-16
IEC 60598-2-23:1996 | Luminaires – Part 2-23: Particular requirements – Extra low voltage lighting systems for filament lamps
A1:2000
SIST EN 60598-2-23:1999
A1:2002
IEC 60598-2-24:2013 | Luminaires – Part 2-24: Particular requirements – Luminaires with limited surface temperatures | 2015-03-20
SIST EN 60598-2-24:2014 |  | 2015-03-20
IEC 60598-2-25:1994 | Luminaires – Part 2: Particular requirements – Section 25: Luminaires for use in clinical areas of hospitals and health care buildings
A1:2004
SIST EN 60598-2-25:1999
A1:2005
IEC 60570:2003 | Electrical track system for luminaires
A1:2017 |  | 2019-10-28
A2:2020 |  | 2022-08-16
SIST EN 60570:2004
A1:2018 |  | 2019-10-28
A2:2020 |  | 2022-08-16
IEC 60570-2-1:1994 | Electrical track system for luminaires – Part 2: mixed supply system
A1:1996
SIST EN 60570-2-1:1999
A1:1999
IEC 60238:2016 | Edison screw lampholders | 2019-10-28
A1:2017 |  | 2019-10-28
A2:2020 |  | 2022-08-16
SIST EN 60238:2018 |  | 2019-10-28
A1:2018 |  | 2019-10-28
A11:2021 |  | 2022-08-16
A2:2021 |  | 2022-08-16
IEC 60238:2004 | Edison screw lampholders
A1:2008
A2:2011
SIST EN 60238:2005
A1:2008
A2:2011
IEC 61347-1:2015 | Lamp controlgear – Part 1: General and safety requirements | 2016-04-15
A1:2017 |  | 2022-08-16
SIST EN 61347-1:2015 |  | 2016-04-15
A1:2021 |  | 2022-08-16
IEC 61347-2-1:2000 | Lamp controlgear -- Part 2-1: Particular requirements for starting devices (other than glow starters)
A1:2005
A2:2013 |  | 2015-03-20
SIST EN 61347-2-1:2002
A1:2006
A2:2014 |  | 2015-03-20
IEC 61347-2-2:2011 | Lamp controlgear – Part 2: Particular requirements for dc or ac supplied electronic step-down convertors for filament lamps | 2015-03-20
SIST EN 61347-2-2:2012 |  | 2015-03-20
IEC 61347-2-7:2011 | Lamp controlgear - Part 2-7: Particular requirements for battery supplied electronic controlgear for emergency lighting (self-contained) | 2018-07-15
A1:2017 |  | 2019-10-28
A2:2021 |  | 2022-08-16
SIST EN 61347-2-7:2012 |  | 2018-07-15
A1:2019 |  | 2019-10-28
A2:2022 |  | 2023-09-15
IEC 61347-2-8:2000 | Lamp controlgear - Part 2-8: Particular requirements for ballasts for fluorescent lamps | 2022-08-16
A1:2006 |  | 2022-08-16
SIST EN 61347-2-8:2001 |  | 2022-08-16
A1:2006 |  | 2022-08-16
IEC 61347-2-9:2012 | Lamp controlgear - Part 2-9: Particular requirements for ballasts for discharge lamps (excluding fluorescent lamps) | 2015-03-20
SIST EN 61347-2-9:2013 |  | 2015-03-20
IEC 61347-2-11:2001 | Lamp controlgear – Part 2: Particular requirements for micellaneuos electronic circuits used with luminaires
A1:2017 |  | 2019-10-28
A2:2022 |  | 2022-08-16
SIST EN 61347-2-11:2002
A1:2019 |  | 2019-10-28
IEC 61347-2-12:2005 | Lamp controlgear – Part 2: Particular requirements for dc or ac supplied electronic step-down convertors for filament lamps | 2012-05-14
A1:2010 |  | 2012-05-14
SIST EN 61347-2-12:2006 |  | 2012-05-14
A1:2011 |  | 2012-05-14
IEC 61347-2-13:2014 | Lamp controlgear -- Part 2-13: Particular requirements for d.c. or a.c. supplied electronic controlgear for LED modules | 2015-03-20
A1:2017 |  | 2018-07-15
SIST EN 61347-2-13:2014 |  | 2015-03-20
A1:2017 |  | 2018-07-15
IEC 60921:2004 | Ballasts for tubular fluorescent lamps - Performance requirements | 2022-08-16
A1:2006 |  | 2022-08-16
SIST EN 60921:2004 |  | 2022-08-16
A1:2006 |  | 2022-08-16
IEC 60923:2005 | Auxiliaries for lamps - Ballasts for discharge lamps (excluding tubular fluorescent lamps) - Performance requirements | 2012-05-14
A1:2006 |  | 2013-08-27
SIST EN 60923:2006 |  | 2012-05-14
A1:2007 |  | 2012-05-14
IEC 60927:2007 | Auxiliaries for lamps - Starting devices (other than glow starters) - Performance requirements
A1:2013 |  | 2015-03-20
SIST EN 60927:2008
A1:2014 |  | 2015-03-20
IEC 62031:2018 | LED modules for general lighting - Safety specifications (IEC 62031:2018) | 2021-04-01
SIST EN IEC 62031:2020 |  | 2021-04-01
A11:2021 |  | 2023-09-15
IEC 62031:2008 | LED modules for general lighting - Safety specifications (IEC 62031:2008) | 2012-05-14
A1:2012 |  | 2013-08-27
A2:2014 |  | 2015-03-20
SIST EN 62031:2008 |  | 2012-05-14
A1:2013 |  | 2013-08-27
A2:2014 |  | 2015-03-20
IEC 62384:2020 |  | 2021-04-01
SIST EN IEC 62384:2020 |  | 2021-04-01
IEC 62384:2006 | DC or AC supplied electronic control gear for LED modules. Performance requirements | 2012-05-14
A1:2009 |  | 2012-05-14
SIST EN 62384:2007 |  | 2012-05-14
A1:2009 |  | 2012-05-14
IEC 62471:2006 | Photobiological safety of lamps and lamp systems | 2018-07-15
EN 62471:2008 |  | 2018-07-15
SIST EN 62471:2008 |  | 2018-07-15
IEC 62776:2014 | Double-capped LED lamps designed to retrofit linear fluorescent lamps - Safety specifications | 2019-10-18
SIST EN 62776:2015 |  | 2019-10-28

## INST
Oznaka standarda ali normativnega dokumenta (v celoti ali delno) Reference to standard or normative document (entirely or partly) | Naslov standarda ali normativnega dokumenta v celoti oz. delno (npr. poglavje, del, točka) Title of standard or normative document entirely or partly (e.g. part, chapter, article) | Datum spremembe Date of change | Opombe Remarks
IECEE CEE-7:1963 | Specification for plugs and socket-outlets for domestic and similar purpose
Mod 1:1973
Mod 2:1974
Mod 3:1975
Mod 4:1983
IEC 60884-1:2022 | Plugs and socket-outlets for household and similar purposes – Part 1: General requirements | 2023-09-15
IEC 60884-1:2006 | Plugs and socket-outlets for household and similar purposes – Part 1: General requirements
A1:2006
A2:2013 |  | 2013-08-27
IEC 60884-2-1:2006 | Plugs and socket-outlets for household and similar purposes – Part 2-1: Particular requirements for fused plugs
IEC 60884-2-2:2006 | Plugs and socket-outlets for household and similar purposes – Part 2-2: Particular requirements for socket-outlets for appliances
IEC 60884-2-3:2006 | Plugs and socket-outlets for household and similar purposes – Part 2-3: Particular requirements for switched socket-outlets without interlock for fixed installations
IEC 60884-2-4:1999 | Plugs and socket-outlets for household and similar purposes – Part 2-4: Particular requirements for plugs and socket-outlets for SELV
IEC 60884-2-5:2017 | Plugs and socket-outlets for household and similar purposes – Part 2-5: Particular requirements for adaptors | 2018-07-15
IEC 60884-2-5:1995 | Plugs and socket-outlets for household and similar purposes – Part 2-5: Particular requirements for adaptors
IEC 60884-2-6:1997 | Plugs and socket-outlets for household and similar purposes – Part 2-6: Particular requirements for switched socket-outlets with interlock for fixed electrical installations
IEC 60884-2-7:2011 | Plugs and socket-outlets for household and similar purposes - Part 2-7: Particular requirements for cord extension sets | 2019-10-28
A1:2013 |  | 2019-10-28
AS:NZS 3112:2017 | Approval and test specification - Plugs and socket-outlets
BS 1363-1:2016 | 13 A plugs, socket-outlets, adaptors and connection units. Specification for rewirable and non-rewirable 13 A fused plugs | 2017-04-01
A1:2018 |  | 2021-04-01
SIST EN 50085-1:2005 | Cable trunking systems and cable ducting systems for electrical installations -- Part 1: General requirements
A1:2013
SIST EN 50085-2-1:2007
A1:2011
SIST EN 50085-2-3:2010 | Cable trunking systems and cable ducting systems for electrical installations -- Part 2-3: Particular requirements for slotted cable trunking systems intended for installation in cabinets | 2012-05-14
IEC 61537:2023 | Cable management – Cable tray systems and cable ladder systems | 2024-12-09
IEC 61537:2006 | Cable management – Cable tray systems and cable ladder systems
SIST EN 61537:2007
IEC 61386-1:2008 | Conduit systems for electrical installations – Part 1: General requirements | 2012-05-14
A1:2017 |  | 2018-07-15
SIST EN 61386-1:2008 |  | 2012-05-14
A1:2019 |  | 2019-10-28
IEC 61386-21:2021 | Conduit systems for cable management – Part 21: Particular requirements – Rigid conduit systems | 2022-08-16
SIST EN 61386-21:2021 |  | 2022-08-16
A11:2021 |  | 2022-08-16
IEC 61386-21:2002 | Conduit systems for cable management – Part 21: Particular requirements – Rigid conduit systems
SIST EN 61386-21:2004
A11:2010
IEC 61386-22:2021 | Conduit Systems for cable management – Part 22: Particular requirements – Pliable conduit systems | 2022-08-16
SIST EN IEC 61386-22:2021 |  | 2022-08-16
A11:2021 |  | 2022-08-16
IEC 61386-22:2002 | Conduit Systems for cable management – Part 22: Particular requirements – Pliable conduit systems
SIST EN 61386-22:2004
A11:2010
IEC 61386-23:2021 | Conduit systems for cable management – Part 23: Particular requirements – Flexible conduit systems | 2022-08-16
EN IEC 61386-23:2021 |  | 2022-08-16
A11:2021 |  | 2022-08-16
SIST EN IEC 61386-23:2021 |  | 2022-08-16
A11:2021 |  | 2022-08-16
IEC 61386-23:2002 | Conduit systems for cable management – Part 23: Particular requirements – Flexible conduit systems
SIST EN 61386-23:2004
A11:2010
IEC 61386-24:2004 | Conduit systems for cable management – Part 24: Particular requirements – Conduit systems buried underground | 2012-05-14
SIST EN 61386-24:2010 |  | 2012-05-14
IEC 61439-1:2020 | Low-voltage switchgear and controlgear assemblies - Part 1: General rules | 2022-08-16
SIST EN IEC 60439-1:2021 |  | 2022-08-16
IEC 61439-1:2011 | Low-voltage switchgear and controlgear assemblies - Part 1: General rules
SIST EN 61439-1:2012
IEC 61439-2:2020 | Low-voltage switchgear and controlgear assemblies - Part 2: Power switchgear and controlgear assemblies | 2022-08-16
SIST EN IEC 61439-2:2021 |  | 2022-08-16
IEC 61439-2:2011 | Low-voltage switchgear and controlgear assemblies - Part 2: Power switchgear and controlgear assemblies | 2013-08-27
SIST EN 61439-2:2012 |  | 2013-08-27
IEC 61439-3:2012 | Low-voltage switchgear and controlgear assemblies - Part 3: Distribution boards intended to be operated by ordinary persons (DBO) | 2013-08-27
SIST EN 61439-3:2012 |  | 2013-08-27
IEC 61439-4:2012 | Low-voltage switchgear and controlgear assemblies - Part 4: Assemblies for construction sites (ACS) | 2013-08-27
SIST EN 61439-4:2013 |  | 2013-08-27
IEC 61439-5:2010 | Low-voltage switchgear and controlgear assemblies - Part 5: Assemblies for power distribution in public networks | 2013-08-27
SIST EN 61439-5:2011 |  | 2013-08-27
IEC 60669-1:2017 | Switches for household and similar fixed-electrical installations - Part 1: General requirements | 2017-04-01
SIST EN 60669-1:2018 |  | 2018-07-15
IEC 60669-2-1:2021 | Switches for household and similar fixed electrical installations – Part 2-1: Particular requirements – Electronic switches | 2022-08-16
SIST EN IEC 60669-2-1:2022 |  | 2022-08-16
IEC 60669-2-1:2002 | Switches for household and similar fixed electrical installations – Part 2-1: Particular requirements – Electronic switches
A1:2008
A2:2015 |  | 2018-07-15
SIST EN 60669-2-1:2005
A1:2009
A12:2010
IEC 60669-2-2:2006 | Switches for household and similar fixed electrical installations – Part 2-2: Particular requirements – Electromagnetic remote-control switches (RCS)
SIST EN 60669-2-2:2007
IEC 60669-2-3:2006 | Switches for household and similar fixed electrical installations – Part 2-3: Particular requirements – Time-delay switches (TDS)
SIST EN 60669-2-3:2007
IEC 60669-2-4:2024 | Switches for household and similar fixed electrical installations – Part 2-4: Particular requirements – Isolating switches | 2024-12-09
IEC 60669-2-4:2004 | Switches for household and similar fixed electrical installations – Part 2-4: Particular requirements – Isolating switches
SIST EN 60669-2-4:2005
IEC 60669-2-5:2013 | Switches for household and similar fixed electrical installations - Part 2-5: Particular requirements - Switches and related accessories for use in home and building electronic systems (HBES) | 2019-10-28
SIST EN 60669-2-5:2017 |  | 2019-10-28
IEC 60670-1:2015 | Boxes and enclosures for electrical accessories for household and similar fixed electrical installations – Part 1: General requirements | 2017-04-01
SIST EN IEC 60670-1:2021 |  | 2022-08-16
A11:2021 |  | 2022-08-16
IEC 60670-22:2003 | Boxes and enclosures for electrical accessories for household and similar fixed electrical installations – Part 22: Particular requirements for connecting boxes and enclosures
A1:2015 |  | 2017-04-01
SIST EN 60670-22:2007
A1:2024 |  | 2024-12-09
A11:2024 |  | 2024-12-09
IEC 60670-23:2006 | Boxes and enclosures for electrical accessories for household and similar fixed electrical installations – Part 23: Particular requirements for floor boxes and enclosures | 2012-05-14
A1:2016 |  | 2017-04-01
SIST EN 60670-23:2008 |  | 2012-05-14
A1:2023 |  | 2024-12-09
IEC 62208:2023 | Empty enclosures for low-voltage switchgear and controlgear assemblies – General requirements | 2024-12-09
SIST EN IEC 62208:2023 |  | 2024-12-09
IEC 62208:2011 | Empty enclosures for low-voltage switchgear and controlgear assemblies – General requirements | 2012-05-14
SIST EN 62208:2011 |  | 2012-05-14
IEC 60670-24:2011 | Boxes and enclosures for electrical accessories for household and similar fixed electrical installations – Part 24: Particular requirements for enclosures for housing protective devices and similar power consuming devices
SIST EN 60670-24:2013 |  | 2015-03-20
A11:2023 |  | 2023-09-15
IEC 60670-24:2005 | Boxes and enclosures for electrical accessories for household and similar fixed electrical installations – Part 24: Particular requirements for enclosures for housing protective devices and similar power consuming devices
IEC 60799:2018 | Electrical accessories – Cord sets and interconnection cord sets | 2019-10-28
SIST EN IEC 60799:2021 |  | 2022-08-16
A1:2022 |  | 2023-09-15
IEC 60799:1998 | Electrical accessories – Cord sets and interconnection cord sets
SIST EN 60799:2000
IEC 60998-1:2002 | Connecting devices for low-voltage circuits for household and similar purposes – Part 1: General requirements
SIST EN 60998-1:2005
IEC 60998-2-1:2002 | Connecting devices for low-voltage circuits for household and similar purposes – Part 2-1: Particular requirements for connecting devices as separate entities with screw-type clamping units
SIST EN 60998-2-1:2005
IEC 60998-2-2:2002 | Connecting devices for low-voltage circuits for household and similar purposes – Part 2-2: Particular requirements for connecting devices as separate entities with screwless-type clamping units
SIST EN 60998-2-2:2005
IEC 60998-2-3:2002 | Connecting devices for low-voltage circuits for household and similar purposes – Part 2-3: Particular requirements for connecting devices as separate entities with insulation-piercing clamping units
SIST EN 60998-2-3:2005
IEC 60998-2-4:2004 | Connecting devices for low-voltage circuits for household and similar purposes – Part 2-4: Particular requirements for twist-on connecting devices
SIST EN 60998-2-4:2006
IEC 61242:1995 | Electrical accessories – Cable reels for household and similar purposes
SIST EN 61242:1997
A1:2008
A11:2004
A12:2006
A13:2017 |  | 2018-07-15
IEC 61316:1999 | Industrial cable reels
SIST 61316:2000
IEC 61984:2008 | Connectors – Safety requirements and tests | 2015-03-20
SIST EN 61984:2009 |  | 2015-03-20
IEC 61984:2001 | Connectors – Safety requirements and tests
SIST EN 61984:2002

## CONT
Oznaka standarda ali normativnega dokumenta (v celoti ali delno) Reference to standard or normative document (entirely or partly) | Naslov standarda ali normativnega dokumenta v celoti oz. delno (npr. poglavje, del, točka) Title of standard or normative document entirely or partly (e.g. part, chapter, article) | Datum spremembe Date of change | Opombe Remarks
IEC 61058-1:2016 |  | 2018-07-15
EN 61058-1:2018 | Switches for appliances – Part 1: General requirements | 2018-07-15
SIST EN 61058-1:2018 |  | 2018-07-15
IEC 61058-1-1:2016 | Switches for appliances - Part 1-1: Requirements for mechanical switches | 2019-10-28
SIST EN 61058-1-1:2017 |  | 2019-10-28
IEC 61058-1-2:2016 | Switches for appliances - Part 1-2: Requirements for electronic switches | 2019-10-28
SIST EN 61058-1-2:2017 |  | 2019-10-28
IEC 61058-2-1:2018 | Switches for appliances; part 2-1: particular requirements for cord switches | 2022-08-16
SIST EN IEC 61058-2-1:2021 |  | 2022-08-16
IEC 61058-2-1:2010 | Switches for appliances; part 2-1: particular requirements for cord switches | 2012-05-14
SIST EN 61058-2-1:2011 |  | 2012-05-14
IEC 61058-2-4:1995 | Switches for appliances – Part 2-4: Particular requirements for independently mounted switches
A1:2003
SIST EN 61058-2-4:2006
IEC 61058-2-4:2018 | Switches for appliances – Part 2-4: Particular requirements for independently mounted switches | 2022-08-16
SIST EN IEC 61058-2-4:2021 |  | 2022-08-16
IEC 61058-2-5:2018 | Switches for appliances – Part 2-5: Particular requirements for change-over selectors | 2022-08-16
SIST EN IEC 61058-2-5:2021 |  | 2022-08-16
IEC 61058-2-5:2010 | Switches for appliances – Part 2-5: Particular requirements for change-over selectors | 2012-05-14
SIST EN 61058-2-5:2011 |  | 2012-05-14
IEC 61058-2-6:2018 | Switches for appliances - Part 2-6: Particular requirements for switches used in electric motor-operated hand-held tools, transportable tools and lawn and garden machinery | 2019-10-28
SIST EN 61058-2-6:2019 |  | 2019-10-28
IEC 61058-2-6:2016 | Switches for appliances - Part 2-6: Particular requirements for switches used in electric motor-operated hand-held tools, transportable tools and lawn and garden machinery | 2019-10-28
SIST EN 61058-2-6:2017 |  | 2019-10-28
IEC 60730-1:2013 | Automatic electrical controls for household and similar use – Part 1: General requirements | 2017-04-01
A1:2015 |  | 2020-04-01
A2:2020 |  | 2020-04-01
SIST EN 60730-1:2016 |  | 2017-04-01
A1:2019 |  | 2020-04-01
A2:2022 |  | 2022-08-16
IEC 60730 -2-1:1989 | Part 2-1: Particular requirements for electrical controls for electrical household appliances
SIST EN 60730-2-1:1997
A11:2005
IEC 60730-2-3:2006 | Part 2-3: Particular requirements for thermal protectors for ballasts for tubular fluorescent lamps | 2012-05-14
SIST EN 60730-2-3:2007 |  | 2012-05-14
IEC 60730-2-6:2015 |  | 2023-09-15
A1:2019 | Part 2-6: Particular requirements for automatic electrical pressure sensing controls including mechanical requirements | 2023-09-15
SIST EN IEC 6730-2-6:2016 |  | 2023-09-15
A1:2021 |  | 2023-09-15
IEC 60730-2-7:2015 | Part 2-7: Particular requirements for timers and time switches | 2021-04-01
SIST EN IEC 60730-2-7:2020 |  | 2021-04-01
IEC 60730-2-7:2008 | Part 2-7: Particular requirements for timers and time switches | 2012-05-14
SIST EN 60730-2-7:2010 |  | 2012-05-14
IEC 60730-2-8:2018 | Part 2-8: Particular requirements for electrically operated water valves, including mechanical requirements | 2021-04-01
A1:2021 |  |  | 2022-08-16
SIST EN IEC 60730-2-8:2020 |  | 2021-04-01
IEC 60730-2-8:2000 | Part 2-8: Particular requirements for electrically operated water valves, including mechanical requirements
A1:2002
SIST EN 60730-2-8:2002
A1:2003
IEC 60730-2-9:2015 | Part 2-9: Particular requirements for temperature sensing controls | 2017-04-01
A1:2018 |  | 2021-04-01
A2:2020 |  | 2021-04-01
SIST EN IEC 60730-2-9:2019 |  | 2021-04-01
A1:2019 |  | 2021-04-01
A2:2020 |  | 2021-04-01
IEC 60730-2-9:2008 | Part 2-9: Particular requirements for temperature sensing controls | 2012-05-14
SIST EN 60730-2-9:2010 |  | 2012-05-14
IEC 60730-2-11:2019 | Part 2-11: Particular requirements for energy regulators | 2023-09-15
SIST EN 60730-2-11:2021 |  | 2023-09-15
IEC 60730-2-12:2015 | Part 2-9: Particular requirements for temperature sensing controls | 2021-04-01
SIST EN IEC 60730-2-12:2019 |  | 2021-04-01
IEC 60730-2-12:2005 | Part 2-12: Particular requirements for electrically operated door locks
SIST EN 60730-2-12:2006
A11:2008
IEC 60730-2-14:2017 | Part 2-14: Particular requirements for electric actuators | 2021-04-01
A1:2019 |  | 2022-08-16
A2:2021 |  | 2022-08-16
SIST EN IEC 60730-2-14:2019 |  | 2021-04-01
A2:2022 |  | 2022-08-16
IEC 60730-2-14:1995 | Part 2-14: Particular requirements for electric actuators | 2012-05-14
A1:2001 |  | 2012-05-14
A2:2007 |  | 2012-05-14
SIST EN 60730-2-14:1998 |  | 2012-05-14
A1:2002 |  | 2012-05-14
A11:2005 |  | 2012-05-14
A2:2009 |  | 2012-05-14
IEC 60947-1:2020 | Low-voltage switchgear and controlgear -- Part 1: General rules | 2022-08-16
SIST EN IEC 60947-1:2021 |  | 2022-08-16
IEC 60947-1:2007 | Low-voltage switchgear and controlgear -- Part 1: General rules | 2016-02-19
A1:2010 |  | 2016-02-19
A2:2014 |  | 2016-02-19
SIST EN 60947-1:2007 |  | 2016-02-19
A1:2011 |  | 2016-02-19
A2:2015 |  | 2016-02-19
IEC 60947-5-1:2016 | Low-voltage switchgear and controlgear - Part 5-1: Control circuit devices and switching elements - Electromechanical control circuit devices | 2021-04-01
EN 60947-5-1:2017 |  | 2021-04-01
SIST EN 60947-5-1:2017 |  | 2021-04-01

## ELVHC
Oznaka standarda ali normativnega dokumenta (v celoti ali delno) Reference to standard or normative document (entirely or partly) | Naslov standarda ali normativnega dokumenta v celoti oz. delno (npr. poglavje, del, točka) Title of standard or normative document entirely or partly (e.g. part, chapter, article) | Datum spremembe Date of change | Opombe Remarks
SIST EN IEC 61851-1:2019 | Electric vehicle conductive charging system - Part 1: General requirements | 2019-10-28
IEC 61851-1:2017 |  | 2017-04-01
SIST EN 61851-1:2011 | Electric vehicle conductive charging system - Part 1: General requirements | 2012-05-14
IEC 61851-1:2010 |  | 2012-05-14
SIST EN 61851-21:2002 | Electric vehicle conductive charging system -- Part 21: Electric vehicle requirements for conductive connection to an a.c/d.c. supply | 2012-05-14
IEC 61851-21:2001 |  | 2012-05-14
SIST EN 61851-22:2002 | Electric vehicle conductive charging system -- Part 22: AC electric vehicle charging station | 2012-05-14
IEC 61851-22:2001 |  | 2012-05-14
IEC 61851-23:2023 | Electric vehicle conductive charging system - Part 23: D.C. electric vehicle charging station | 2024-12-09
SIST EN 61851-23:2014 | Electric vehicle conductive charging system - Part 23: D.C. electric vehicle charging station | 2016-02-19
IEC 61851-23:2014 |  | 2016-02-19

## BATT
Oznaka standarda ali normativnega dokumenta (v celoti ali delno) Reference to standard or normative document (entirely or partly) | Naslov standarda ali normativnega dokumenta v celoti oz. delno (npr. poglavje, del, točka) Title of standard or normative document entirely or partly (e.g. part, chapter, article) | Datum spremembe Date of change | Opombe Remarks
IEC 62133-2:2017 | Secondary cells and batteries containing alkaline or other non-acid electrolytes - Safety requirements for portable sealed secondary cells, and for batteries made from them, for use in portable applications - Part 2: Lithium systems | 2019-10-28
A1:2021 |  | 2022-08-16
SIST EN 62133-2:2017 |  | 2019-10-28
A1:2012 |  | 2022-08-16
SIST EN 62133:2013 | Secondary cells and batteries containing alkaline or other non-acid electrolytes - Safety requirements for portable sealed secondary cells, and for batteries made from them, for use in portable applications | 2017-04-01
IEC 62133:2012 |  | 2017-04-01
IEC 62281:2019 | Safety of primary and secondary lithium cells and batteries during transport | 2019-10-28
A1:2021 |  | 2022-08-16
SIST EN IEC 62281:2019 |  | 2019-10-28
A1:2021 |  | 2022-08-16
IEC 62281:2016 | Safety of primary and secondary lithium cells and batteries during transport | 2018-07-15
SIST EN 62281:2017 |  | 2018-07-15
IEC 62619:2022 | Secondary cells and batteries containing alkaline or other non-acid electrolytes - Safety requirements for secondary lithium cells and batteries, for use in industrial applications | 2024-12-09
SIST EN IEC 62619:2022 |  | 2024-12-09

## PV
Oznaka standarda ali normativnega dokumenta (v celoti ali delno) Reference to standard or normative document (entirely or partly) | Naslov standarda ali normativnega dokumenta v celoti oz. delno (npr. poglavje, del, točka) Title of standard or normative document entirely or partly (e.g. part, chapter, article) | Datum spremembe Date of change | Opombe Remarks
SIST EN 62109-1:2011 | Safety of power conversion equipment for use in photovoltaic power systems - Part 1: General requirements | 2017-04-01
IEC 62109-1:2010 |  | 2017-04-01
SIST EN 62109-2:2011 | Safety of power converters for use in photovoltaic power systems - Part 2: Particular requirements for inverters | 2017-04-01
IEC 62109-2:2011 |  | 2017-04-01

## LITE-performance
Oznaka standarda ali normativnega dokumenta (v celoti ali delno) Reference to standard or normative document (entirely or partly) | Naslov standarda ali normativnega dokumenta v celoti oz. delno (npr. poglavje, del, točka) Title of standard or normative document entirely or partly (e.g. part, chapter, article) | Datum spremembe Date of change | Opombe Remarks
EN 13032-4:2015 | Light and lighting - Measurement and presentation of photometric data of lamps and luminaires - Part 4: LED lamps, modules and luminaires | 2022-08-16
A1:2019 |  | 2022-08-16
SIST EN 13032-4:2015 |  | 2022-08-16
A1:2019 |  | 2022-08-16
EPRS 001:2018 (EN 62717:2017 + A2:2019 modificiran / modified) | LED modules for general lighting - Performance requirements | 2023-09-15
EPRS 002:2018 (EN 62722-1:2016 modificiran / modified) | Luminaire performance - Part 1: General requirements | 2023-09-15
EPRS 003:2018 (EN 62722-2-1:2016 modificiran / modified) | Luminaire performance - Part 2-1: Particular requirements for LED luminaires | 2023-09-15

## EMC
Oznaka standarda ali normativnega dokumenta (v celoti ali delno) Reference to standard or normative document (entirely or partly) | Naslov standarda ali normativnega dokumenta v celoti oz. delno (npr. poglavje, del, točka) Title of standard or normative document entirely or partly (e.g. part, chapter, article) | Datum spremembe Date of change | Opombe Remarks
SIST EN IEC 61000-3-2:2019 | Electromagnetic compatibility (EMC) - Part 3-2: Limits - Limits for harmonic current emissions (equipment input current ≤ 16 A per phase). | 2021-04-01
EN IEC 61000-3-2:2019 |  | 2021-04-01
IEC 61000-3-2:2018 |  | 2019-10-28
A1:2020 |  | 2021-04-01
SIST EN 61000-3-2:2014 | Electromagnetic compatibility (EMC) - Part 3-2: Limits - Limits for harmonic current emissions (equipment input current ≤ 16 A per phase).
A1:2021 |  | 2022-01-28
EN 61000-3-2:2014 |  | 2017-04-01
A1:2021 |  | 2022-01-28
IEC 61000-3-2:2014
A1:2020 |  | 2021-04-01
SIST EN 61000-3-3:2014 | Electromagnetic compatibility (EMC) - Part 3-3: Limits - Limitation of voltage changes, voltage fluctuations and flicker in public low-voltage supply systems for equipment with rated current ≤ 16 A.
A1:2019 |  | 2021-04-01
A2:2022 |  | 2022-01-28
EN 61000-3-3:2013
A1:2019 |  | 2021-04-01
A2:2022 |  | 2022-01-28
IEC 61000-3-3:2013
A1:2017 |  | 2019-04-01
A2:2022 |  | 2022-01-28
SIST EN IEC 61000-3-11:2019 | Electromagnetic compatibility (EMC) -- Part 3-11: Limits - Limitation of voltage changes, voltage fluctuations and flicker in public low-voltage supply systems - Equipment with rated current <= 75 A and subject to conditional connection | 2021-04-01
EN IEC 61000-3-11:2019 |  | 2021-04-01
IEC 61000-3-11:2017 |  | 2019-10-28
SIST EN 61000-3-11:2001 | Electromagnetic compatibility (EMC) -- Part 3-11: Limits - Limitation of voltage changes, voltage fluctuations and flicker in public low-voltage supply systems - Equipment with rated current <= 75 A and subject to conditional connection
EN 61000-3-11:2000
IEC 61000-3-11:2000
SIST EN 61000-3-12:2012 | Electromagnetic compatibility (EMC) - Part 3-12: Limits - Limits for harmonic currents produced by equipment connected to public low-voltage systems with input current > 16 A and <= 75 A per phase
EN 61000-3-12:2011
IEC 61000-3-12:2011
SIST EN 61000-4-2:2009 | Electromagnetic compatibility (EMC) - Part 4-2: Testing and measuring techniques - Electrostatic discharge immunity test.
EN 61000-4-2:2009
IEC 61000-4-2:2008
SIST EN IEC 61000-4-3:2021 |  | 2022-01-28
EN IEC 61000-4-3:2020 |  | 2022-01-28
SIST EN IEC 61000-4-3:2021 | Electromagnetic compatibility (EMC) - Part 4-3: Testing and measuring techniques - Radiated, radio-frequency, electromagnetic field immunity test. | 2022-01-28
EN IEC 61000-4-3:2020 |  | 2022-01-28
IEC 61000-4-3:2020 |  | 2021-04-01
SIST EN 61000-4-3:2006 | Electromagnetic compatibility (EMC) - Part 4-3: Testing and measuring techniques - Radiated, radio-frequency, electromagnetic field immunity test.
A1:2008
A2:2011
EN 61000-4-3:2006
A1:2008
A2:2010
IEC 61000-4-3:2006
A1:2007
A2:2010
SIST EN 61000-4-4:2013 | Electromagnetic compatibility (EMC) - Part 4-4: Testing and measurement techniques - Electrical fast transient/burst immunity test
EN 61000-4-4:2012
IEC 61000-4-4:2012
SIST EN 61000-4-4:2005 | Electromagnetic compatibility (EMC) - Part 4: Testing and measuring techniques - Section 4: Electrical fast transient/burst immunity test. |  | Preklican / Withdrawn
A1:2010 |  |  | Preklican / Withdrawn
EN 61000-4-4:2004 |  |  | Preklican / Withdrawn
A1:2010 |  |  | Preklican / Withdrawn
IEC 61000-4-4:2004 |  |  | Preklican / Withdrawn
A1:2010 |  |  | Preklican / Withdrawn
SIST EN 61000-4-5:2014 | Electromagnetic compatibility (EMC) - Part 4: Testing and measuring techniques - Section 5: Surge immunity test.
A1:2017 |  | 2019-04-01
EN 61000-4-5:2014
A1:2017 |  | 2018-07-15
IEC 61000-4-5:2014
A1:2017 |  | 2018-07-15
IEC 61000-4-6:2023 | Electromagnetic compatibility (EMC) - Part 4-6: Testing and measuring techniques - Immunity to conducted disturbances, induced by radio-frequency fields. | 2023-09-15
EN IEC 61000-4-6:2023 |  | 2023-09-15
SIST EN 61000-4-6:2014
EN 61000-4-6:2014
IEC 61000-4-6:2013
SIST EN 61000-4-8:2010 | Electromagnetic compatibility (EMC) - Part 4: Testing and measurement techniques - Section 8: Power frequency magnetic field immunity test
EN 61000-4-8:2010
IEC 61000-4-8:2009
SIST EN 61000-4-9:1997 | Electromagnetic compatibility (EMC) - Part 4: Testing and measurement techniques - Section 9: Pulse magnetic field immunity test
A1:2002
EN 61000-4-9:1993
A1:2001
IEC 61000-4-9:1993
A1:2000
SIST EN 61000-4-10:2017 | Electromagnetic compatibility (EMC) - Part 4-10: Testing and measurement techniques - Damped oscillatory magnetic field immunity test | 2018-06-06
EN 61000-4-10:2017 |  | 2018-06-06
IEC 61000-4-10:2016
SIST EN IEC 61000-4-11:2020 | Electromagnetic compatibility (EMC) - Part 4-11: Testing and measuring techniques - Voltage dips, short interruptions and voltage variatians immunity tests for equipment with input current up to 16 A per phase. | 2021-04-01
EN IEC 61000-4-11:2020 |  | 2021-04-01
IEC 61000-4-11:2020 |  | 2021-04-01
SIST EN 61000-4-11:2005 | Electromagnetic compatibility (EMC) - Part 4: Testing and measuring techniques - Section 11: Voltage dips, short interruptions and voltage variatians immunity test.
A1:2017 |  | 2018-07-15
EN 61000-4-11:2004
A1:2017 |  | 2018-07-15
IEC 61000-4-11:2004
A1:2017 |  | 2018-07-15
SIST EN 61000-4-12:2018 | Electromagnetic compatibility (EMC) - Part 4-12: Testing and measurement techniques - Ring wave immunity test | 2018-07-15
SIST EN 61000-4-12:2017 |  | 2018-07-15
IEC 61000-4-12:2017 |  | 2018-07-15
SIST EN 61000-4-13:2003 | Electromagnetic compatibility (EMC) -- Part 4-13: Testing and measurement techniques - Harmonics and interharmonics including mains signalling at a.c. power port, low frequency immunity tests
A1:2009
A2:2016 |  | 2017-04-01
EN 61000-4-13:2002
A1:2009
A2:2016 |  | 2017-04-01
IEC 61000-4-13:2002
A1:2009
A2:2015 |  | 2017-04-01
SIST EN 61000-4-14:2001 | Electromagnetic compatibility (EMC) -- Part 4-14: Testing and measurement techniques - Voltage fluctuation immunity test
A1:2004
A2:2009
EN 61000-4-14:1999
A1:2004
A2:2009
IEC 61000-4-14:1999
A1:2001
A2:2009
SIST EN 61000-4-16:2016 | Electromagnetic compatibility (EMC) - Part 4-16: Testing and measurement techniques - Test for immunity to conducted, common mode disturbances in the frequency range 0 Hz to 150 kHz | 2019-04-01
EN 61000-4-16:2016 |  | 2019-04-01
IEC 61000-4-16:2015 |  | 2019-04-01
SIST EN 61000-4-17:2001 | Electromagnetic compatibility (EMC) - Part 4-17: Testing and measurement techniques - Ripple on d.c. input power port immunity test | 2019-10-28
A1:2004 |  | 2019-10-28
A2:2009 |  | 2019-10-28
EN 61000-4-17:1999 |  | 2019-10-28
A1:2004 |  | 2019-10-28
A2:2009 |  | 2019-10-28
IEC 61000-4-17:1999 |  | 2019-10-28
A1:2001 |  | 2019-10-28
A2:2008 |  | 2019-10-28
SIST EN 61000-4-18:2019 | Electromagnetic compatibility (EMC) - Part 4: Testing and measuring techniques - Section 18: Damped oscillatory wave immunity test | 2019-10-29
EN 61000-4-18:2019 |  | 2019-10-29
IEC 61000-4-18:2019 |  | 2019-10-29
SIST EN 61000-4-18:2007 | Electromagnetic compatibility (EMC) - Part 4: Testing and measuring techniques - Section 18: Damped oscillatory wave immunity test
A1:2011
EN 61000-4-18:2007
A1:2010
IEC 61000-4-18:2006
A1:2010
SIST EN 61000-4-19:2014 | Electromagnetic compatibility (EMC) -- Part 4-19: Testing and measurement techniques - Test for immunity to conducted, differential mode disturbances and signalling in the frequency range 2 kHz to 150 kHz at a.c. power ports | 2021-04-01
EN 61000-4-19:2014 |  | 2021-04-01
IEC 61000-4-19:2014 |  | 2021-04-01
SIST EN 61000-4-19:2014 | Electromagnetic compatibility (EMC) - Part 4-19: Testing and measurement techniques - Test for immunity to conducted, differential mode disturbances and signalling in the frequency range 2 kHz to 150 kHz at a.c. power ports | 2019-04-01
EN 61000-4-19:2014 |  | 2019-04-01
IEC 61000-4-19:2014 |  | 2019-04-01
SIST EN 61000-4-21:2011 | Electromagnetic compatibility (EMC) - Part 4-21: Testing and measurement techniques - Reverberation chamber test methods | 2022-08-16
EN 61000-4-21:2011 |  | 2022-08-16
IEC 61000-4-21:2011 |  | 2022-08-16
SIST EN 61000-4-29:2003 | Electromagnetic compatibility (EMC) -- Part 4-29: Testing and measurement techniques - Voltage dips, short interruptions and voltage variations on d.c. input power port immunity tests
EN 61000-4-29:2000
IEC 61000-4-29:2000
SIST EN 61000-4-34:2007 | Electromagnetic compatibility (EMC) -- Part 4-34: Testing and measurement techniques - Voltage dips, short interruptions and voltage variations immunity tests for equipment with input current more than 16 A per phase | 2021-04-01
A1:2009 |  | 2021-04-01
EN 61000-4-34:2007 |  | 2021-04-01
A1:2009 |  | 2021-04-01
IEC 61000-4-34:2005 |  | 2021-04-01
A1:2009 |  | 2021-04-01
SIST EN 61000-6-1:2019 | Electromagnetic compatibility (EMC) - Part 6-1 :Generic standards - Immunity for residential, commercial and light-industrial environments. | 2019-10-28
EN 61000-6-1:2019 |  | 2019-10-28
IEC 61000-6-1:2016 |  | 2017-04-01
SIST EN 61000-6-1:2007 | Electromagnetic compatibility (EMC) - Part 6-1 :Generic standards - Immunity for residential, commercial and light-industrial environments.
EN 61000-6-1:2007
IEC 61000-6-1:2005
SIST EN 61000-6-2:2019 | Electromagnetic compatibility (EMC) - Part 6-2: Generic standards - Immunity for industrial environments. | 2019-10-28
EN 61000-6-2:2019 |  | 2019-10-28
IEC 61000-6-2:2016 |  | 2017-04-01
SIST EN 61000-6-2:2005 | Electromagnetic compatibility (EMC) - Part 6-2: Generic standards - Immunity for industrial environments.
EN 61000-6-2:2005
IEC 61000-6-2:2005
SIST EN IEC 61000-6-3:2021 | Electromagnetic compatibility (EMC) - Part 6-3: Generic standards - Emission standard for residential, commercial and light industrial environments. | 2022-08-16
EN IEC 61000-6-3:2021 |  | 2022-08-16
IEC 61000-6-3:2018 |  | 2019-10-28
SIST EN 61000-6-3:2007 | Electromagnetic compatibility (EMC) - Part 6-3: Generic standards - Emission standard for residential, commercial and light industrial environments.
A1:2011
EN 61000-6-3:2007
A1:2011
IEC 61000-6-3:2006
A1:2010
SIST EN IEC 61000-6-4:2019 | Electromagnetic compatibility (EMC) - Part 6-4: Generic standards - Emission standard for industrial environments. | 2021-04-01
EN IEC 61000-6-4:2019 |  | 2021-04-01
IEC 61000-6-4:2018 |  | 2019-04-01
SIST EN 61000-6-4:2007 | Electromagnetic compatibility (EMC) - Part 6-4: Generic standards - Emission standard for industrial environments.
A1:2011
EN 61000-6-4:2007
A1:2011
IEC 61000-6-4:2006
A1:2010
SIST EN 61000-6-7:2015 | Electromagnetic compatibility (EMC) -- Part 6-7: Generic standards - Immunity requirements for equipment intended to perform functions in a safety-related system (functional safety) in industrial locations | 2017-04-01
EN 61000-6-7:2015 |  | 2017-04-01
IEC 61000-6-7:2015 |  | 2017-04-01
SIST EN IEC 61000-6-8:2020 | Electromagnetic compatibility (EMC) - Part 6-8: Generic standards - Emission standard for professional equipment in commercial and light-industrial locations | 2023-09-15
EN IEC 61000-6-8:2020 |  | 2023-09-15
IEC 61000-6-8:2020 |  | 2023-09-15
SIST EN 55011:2016 | Industrial, scientific and medical (ISM) radio-frequency equipment - Electromagnetic disturbance characteristics - Limits and methods of measurement. | 2017-04-01
A1:2017 |  | 2017-04-01
A11:2020 |  | 2021-04-01
A2:2021 |  | 2022-08-16
EN 55011:2016 |  | 2017-04-01
A1:2017 |  | 2017-04-01
A11:2020 |  | 2021-04-01
A2:2021 |  | 2022-08-16
CISPR 11:2015 |  | 2016-03-17
A1:2016 |  | 2017-04-01
A2:2019 |  | 2021-04-01
SIST EN IEC 55014-1:2021 | Electromagnetic compatibility - Requirements for household appliances, electric tools and similar apparatus - Part 1: Emission. | 2022-01-28
EN IEC 55014-1:2021 |  | 2022-01-28
CISPR 14-1:2020 |  | 2021-04-01
CISPR 14-1:2016 | Electromagnetic compatibility - Requirements for household appliances, electric tools and similar apparatus - Part 1: Emission. | 2017-04-01
SIST EN 55014-1:2017 |  | 2018-07-15
A1:2020 |  | 2021-04-01
EN 55014-1:2017 |  | 2018-07-15
A11:2020 |  | 2021-04-01
SIST EN IEC 55014-2:2021 | Electromagnetic compatibility - Requirements for household appliances, electric tools and similar apparatus - Part 2: Immunity. | 2022-01-28
EN IEC 55014-2:2021 |  | 2022-01-28
CISPR 14-2:2020 |  | 2021-04-01
SIST EN 55014-2:2015 | Electromagnetic compatibility - Requirements for household appliances, electric tools and similar apparatus - Part 2: Immunity. | 2017-04-01
EN 55014-2:2015 |  | 2017-04-01
CISPR 14-2:2015 |  | 2017-04-01
SIST EN IEC 55015:2019 | Limits and methods of measurement of radio disturbance characteristics of electrical lightig and similar equipment | 2021-04-01
A11:2020 |  | 2021-04-01
EN IEC 55015:2019 |  | 2021-04-01
A11:2020 |  | 2021-04-01
CISPR 15:2018 |  | 2019-04-01
SIST EN 55015:2013 | Limits and methods of measurement of radio disturbance characteristics of electrical lightig and similar equipment | 2015-03-20
A1:2015 |  | 2017-04-01
EN 55015:2013 |  | 2015-03-20
A1:2015 |  | 2017-04-01
CISPR 15:2013 |  | 2015-03-20
A1:2015 |  | 2017-04-01
SIST EN 55016-2-1:2014 | Conducted disturbance measurements
A1:2018 |  | 2017-04-01
EN 55016-2-1:2014
A1:2017 |  | 2017-04-01
CISPR 16-2-1:2014
A1:2017 |  | 2017-04-01
SIST EN 55016-2-2:2011 | Measurements of disturbance power
EN 55016-2-2:2011
CISPR 16-2-2:2010
SIST EN 55016-2-3:2017 | Radiated disturbance measurements | 2019-04-01
A1:2019 |  | 2021-04-01
A2:2023 |  | 2023-09-15
EN 55016-2-3:2017 |  | 2019-04-01
A1:2019 |  | 2021-04-01
A2:2023 |  | 2023-09-15
CISPR 16-2-3:2016 |  | 2019-04-01
A1:2019 |  | 2019-10-28
A2:2023 |  | 2023-09-15
SIST EN 55016-2-4:2005 | Specification for radio disturbance and immunity measuring apparatus and methods -- Part 2-4: Methods of measurement of disturbances and immunity - Immunity measurements
EN 55016-2-4:2004
CISPR 16-2-4:2003
SIST EN IEC 55025:2022 | Vehicles, boats and internal combustion engines - Radio disturbance characteristics - Limits and methods of measurement for the protection of on-board receivers | 2022-08-16
EN IEC 55025:2022 |  | 2022-08-16
CISPR 25:2021 |  | 2022-08-16
SIST EN 55022:2011 | Information technology equipment – Radio disturbance characteristics - Limits and methods of measurement.
EN 55022:2010
CISPR 22:2008
SIST EN 55024:2011 | Information technology equipment – Immunity characteristics - Limits and methods of measurement.
A1:2015 |  | 2017-04-01
SIST EN 55024:2010
A1:2015 |  | 2017-04-01
CISPR 24:2010
A1:2015 |  | 2017-04-01
SIST EN 55025:2017 | Vehicles, boats and internal combustion engines - Radio disturbance characteristics - Limits and methods of measurement for the protection of on-board receivers | 2018-07-15
EN 55025:2017 |  | 2018-07-15
CISPR 25:2016 |  | 2018-07-15
SIST EN 55025:2009 | Vehicles, boats and internal combustion engines - Radio disturbance characteristics - Limits and methods of measurement for the protection of on-board receivers
EN 55025:2008
CISPR 25:2008
SIST EN 55032:2017 | Electromagnetic compatibility of multimedia equipment - Emission requirements | 2017-04-01
A11:2020 |  | 2021-04-01
EN 55032:2017 |  | 2017-04-01
A11:2020 |  | 2021-04-01
CISPR 32:2015 |  | 2017-04-01
A1:2019 |  | 2021-04-01
SIST EN IEC 62040-2:2018 | Uninterruptible power systems (UPS) - Part 2: Electromagnetic compatibility (EMC) requirements | 2023-09-15
EN IEC 62040-2:2018 |  | 2023-09-15
IEC 62040-2:2016 |  | 2023-09-15
SIST EN 50130-4:2011 | Alarm systems -- Part 4: Electromagnetic compatibility - Product family standard: Immunity requirements for components of fire, intruder and social alarm systems.
A1:2014 |  | 2017-04-01
EN 50130-4:2011
SIST EN 12015:2014 | Electromagnetic compatibility - Product family standard for Iifts, escalators and passenger conveyors - Emission.
EN 12015:2014
SIST EN 12016:2013 | Electromagnetic compatibility - Product family standard for lifts, escalators and passenger conveyors - Immunity.
EN 12016:2013
SIST EN 60601-1-2:2015 | Medical electrical equipment; Part 1-2: General Requirements for the safety - Collateral Standard: Electromagnetic compatibility - Requirements and Tests. | 2016-05-10
A1:2021 |  | 2022-01-28
EN 60601-1-2:2015 |  | 2016-05-10
A1:2021 |  | 2022-01-28
IEC 60601-1-2:2014 |  | 2015-03-20
A1:2020 |  | 2021-04-01
SIST EN 45501:2016 | Metrological aspects of non-automatic weighing instruments. | 2017-04-17
EN 45501:2015 |  | 2017-04-17
SIST EN IEC 60974-10:2021 | Arc welding equipment - Part 10: Electromagnetic compatibility (EMC) requirements | 2022-08-16
EN IEC 60974-10:2021 |  | 2022-08-16
IEC 60974-10:2020 |  | 2021-04-01
SIST EN 60974-10:2014 | Electromagnetic compatibility (EMC) - Arc welding equipment | 2015-03-20
A1:2015 |  | 2017-04-01
EN 60974-10:2014 |  | 2015-03-20
A1:2015 |  | 2017-04-01
IEC 60974-10:2014 |  | 2015-03-20
A1:2015 |  | 2017-04-01
SIST EN 61204-3:2018 | Low voltage power supplies, d.c. output - Part 3: Electromagnetic compatibility (EMC) (IEC 61204-3) | 2021-04-01
EN IEC 61204-3:2018 |  | 2021-04-01
EN 61204-3:2016 |  | 2021-04-01
SIST EN IEC 61326-1:2021 | Electrical equipment for measurement, control and laboratory use - EMC requirements. | 2022-01-28
EN IEC 61326-1:2021 |  | 2022-01-28
IEC 61326-1:2021 |  | 2022-01-28
SIST EN 61326-1:2013 | Electrical equipment for measurement, control and laboratory use - EMC requirements.
EN 61326-1:2013
IEC 61326-1:2012
SIST EN 61326-3-1:2017 | Electrical equipment for measurement, control and laboratory use - EMC requirements - Part 3-1: Immunity requirements for safety-related systems and for equipment intended to perform safety-related functions (functional safety) - General industrial applications | 2019-04-01
EN 61326-3-1:2017 |  | 2019-04-01
IEC 61326-3-1:2017 |  | 2019-04-01
SIST EN 61326-3-1:2008 | Electrical equipment for measurement, control and laboratory use - EMC requirements - Part 3-1: Immunity requirements for safety-related systems and for equipment intended to perform safety-related functions (functional safety) - General industrial applications | 2017-04-01
EN 61326-3-1:2008 |  | 2017-04-01
IEC 61326-3-1:2008 |  | 2017-04-01
SIST EN IEC 61326-3-2:2019 | Electrical equipment for measurement, control and laboratory use - EMC requirements -- Part 3-2: Immunity requirements for safety-related systems and for equipment intended to perform safety-related functions (functional safety) - Industrial applications with specified electromagnetic environment | 2019-10-28
EN IEC 61326-3-2:2018 |  | 2019-10-28
IEC 61326-3-2:2017 |  | 2019-10-28
SIST EN IEC 61326-2-3:2021 | Electrical equipment for measurement, control and laboratory use - EMC requirements -- Part 2-3: Particular requirements - Test configuration, operational conditions and performance criteria for transducers with integrated or remote signal conditioning | 2022-01-28
EN IEC 61326-2-3:2021 |  | 2022-01-28
IEC 61326-2-3:2021 |  | 2022-01-28
SIST EN 61326-2-3:2013 | Electrical equipment for measurement, control and laboratory use - EMC requirements -- Part 2-3: Particular requirements - Test configuration, operational conditions and performance criteria for transducers with integrated or remote signal conditioning | 2018-07-15
EN 61326-2-3:2013 |  | 2018-07-15
IEC 61326-2-3:2012 |  | 2018-07-15
SIST EN IEC 61326-2-4:221 | Electrical equipment for measurement, control and laboratory use - EMC requirements - Part 2-4: Particular requirements - Test configurations, operational conditions and performance criteria for insulation monitoring devices according to IEC 61557-8 and for equipment for insulation fault location according to IEC 61557-9 | 2022-08-16
EN IEC 61326-2-4:2021 |  | 2022-08-16
IEC 61326-2-4:2021 |  | 2022-06-18
SIST EN 61326-2-4:2013 | Electrical equipment for measurement, control and laboratory use - EMC requirements - Part 2-4: Particular requirements - Test configurations, operational conditions and performance criteria for insulation monitoring devices according to IEC 61557-8 and for equipment for insulation fault location according to IEC 61557-9 | 2017-04-01
EN 61326-2-4:2013 |  | 2017-04-01
IEC 61326-2-4:2012 |  | 2017-04-01
SIST EN IEC 61326-2-6:2021 | Electrical equipment for measurement, control and laboratory use - EMC requirements - Part 2-6: Particular requirements - In vitro diagnostic (IVD) medical equipment | 2022-08-16
EN IEC 61326-2-6:2021 |  | 2022-08-16
IEC 61326-2-6:2021 |  | 2022-06-18
SIST EN 61326-2-6:2013 | Electrical equipment for measurement, control and laboratory use. EMC requirements. Particular requirements. In vitro diagnostic (IVD) medical equipment | 2019-04-01
EN 61326-2-6:2013 |  | 2019-04-01
IEC 61326-2-6:2012 |  | 2019-04-01
IEEE Std 299:2006 | IEEE Standard Method for Measuring the Effectiveness of Electromagnetic Shielding Enclosures.
SIST EN 50293:2012 | Road traffic signal systems
ISO 7637-1:2015 | Road vehicles — Electrical disturbances from conduction and coupling — Part 1: Definitions and general considerations | 2023-09-15
ISO 7637-2:2011 | Road vehicles -- Electrical disturbances from conduction and coupling -- Part 2: Electrical transient conduction along supply lines only
ISO 7637-3:2016 | Road vehicles -- Electrical disturbances from conduction and coupling -- Part 3: Electrical transient transmission by capacitive and inductive coupling via lines other than supply lines | 2021-04-01
ISO 7637-3:2007 | Road vehicles -- Electrical disturbances from conduction and coupling -- Part 3: Electrical transient transmission by capacitive and inductive coupling via lines other than supply lines
ISO 11452-2:2019 | Road vehicles -- Component test methods for electrical disturbances from narrowband radiated electromagnetic energy -- Part 2: Absorber-lined shielded enclosure | 2019-10-28
ISO 11452-4:2020 | Road vehicles -- Component test methods for electrical disturbances from narrowband radiated electromagnetic energy -- Part 4: Harness excitation methods | 2022-08-16
ISO 11452-4:2011 | Road vehicles -- Component test methods for electrical disturbances from narrowband radiated electromagnetic energy -- Part 4: Harness excitation methods | 2017-04-01
ISO 11452-5:2002 | Road vehicles -- Component test methods for electrical disturbances from narrowband radiated electromagnetic energy -- Part 5: Stripline | 2017-04-01
ISO 11452-8:2015 | Road vehicles -- Component test methods for electrical disturbances from narrowband radiated electromagnetic energy -- Part 8: Immunity to magnetic fields | 2017-04-01
ISO 11452-9:2021 | Road vehicles - Component test methods for electrical disturbances from narrowband radiated electromagnetic energy | 2023-09-15
ISO 11452-10:2009 | Road vehicles -- Component test methods for electrical disturbances from narrowband radiated electromagnetic energy -- Part 10: Immunity to conducted disturbances in the extended audio frequency range | 2017-04-01
ISO 11452-11:2010 | Road vehicles — Component test methods for electrical disturbances from narrowband radiated electromagnetic energy — Part 11: Reverberation chamber | 2022-08-16
ISO 16750-1:2023 | Road vehicles — Environmental conditions and testing for electrical and electronic equipment — Part 1: General | 2023-09-15
ISO 16750-1:2018 |  | 2019-04-01
ISO 16750-1:2013 | Road vehicles — Environmental conditions and testing for electrical and electronic equipment — Part 1: General | 2019-04-01
ISO 16750-2:2023 | Road vehicles -- Environmental conditions and testing for electrical and electronic equipment -- Part 2: Electrical loads | 2023-09-15
ISO 16750-2:2012 |  | 2019-04-01
ISO 10605:2023 | Road vehicles -- Test methods for electrical disturbances from electrostatic discharge | 2023-09-20
ISO 10605:2008
A1:2014 |  | 2021-04-01
ISO 21848:2005 | Road vehicles -- Electrical and electronic equipment for a supply voltage of 42 V -- Electrical loads
SIST EN IEC 60255-1:2023 | Measuring relays and protection equipment - Part 1: Common requirements | 2023-09-15
EN IEC 60255-1:2023 |  | 2023-09-15
IEC 60255-1:2022 |  | 2023-09-15
SIST EN 60255-1:2010
EN 60255-1:2010
IEC 60255-1:2009
IEC 60255-26:2023 | Measuring relays and protection equipment -- Part 26: Electromagnetic compatibility requirements | 2023-09-15
SIST EN 60255-26:2014
EN 60255-26:2013
IEC 60255-26:2013
SIST EN 60255-25:2002 | Electrical relays -- Part 25: Electromagnetic emission tests for measuring relays and protection equipment
EN 60255-26:2000
IEC 60255-26:2013
SIST EN IEC 61851-21-2:2021 | Electric vehicle conductive charging system - Part 21-2: Electric vehicle requirements for conductive connection to an AC/DC supply - EMC requirements for off board electric vehicle charging systems | 2022-01-28
EN IEC 61851-21-2:2021 |  | 2022-01-28
IEC 61851-21-2:2018 |  | 2019-10-28
SIST EN IEC 61547:2023 | Equipment for general lighting purposes - EMC immunity requirements | 2023-09-15
EN IEC 61547:2023 |  | 2023-09-15
IEC 61547:2020 |  | 2021-04-01
SIST EN 61547:2009 | Equipment for general lighting purposes - EMC immunity requirements | 2017-04-01
EN 61547:2009 |  | 2017-04-01
IEC 61547:2009 |  | 2017-04-01
SIST EN 61800-3:2018 | Adjustable speed electrical power drive systems - Part 3: EMC requirements and specific test methodsAdjustable speed electrical power drive systems - Part 3: EMC requirements and specific test methods | 2019-04-01
IEC 61800-3:2022 |  | 2023-09-15
IEC 61800-3:2017 |  | 2019-04-01
SIST EN 62493:2015 | Assessment of lighting equipment related to human exposure to electromagnetic fields | 2017-04-01
EN 62493:2015 |  | 2017-04-01
IEC 62493:2015 |  | 2017-04-01
A1:2022 |  | 2022-08-16
SIST EN IEC 61543:2023 | Residual current-operated protective devices (RCDs) for household and similar use - Electromagnetic compatibility | 2023-09-15
EN IEC 61543:2023 |  | 2023-09-15
IEC 61543:2022 |  | 2023-09-15
SIST EN 61543:1998 | Residual current-operated protective devices (RCDs) for household and similar use - Electromagnetic compatibility | 2017-04-01
A11:2004
A2:2006
A12:2006
EN 61543:1995 |  | 2017-04-01
A11:2003
A2:2005
A12:2005
IEC 61543:1995
A2:2005 |  | 2017-04-01
SIST EN 61803:2001 | Assessment of lighting equipment related to human exposure to electromagnetic fields | 2017-04-01
A1:2011
A2:2016
EN 61803:1999 |  | 2017-04-01
A1:2010
A2:2016
IEC 61803:1999 |  | 2017-04-01
A1:2010
A2:2016
SIST EN 50121-1:2017 | Railway applications - Electromagnetic compatibility -- Part 1: General | 2020-02-12
EN 50121-1:2017 |  | 2020-02-12
SIST EN 50121-1:2015 | Railway applications - Electromagnetic compatibility -- Part 1: General | 2017-04-01
EN 50121-1:2015 |  | 2017-04-01
SIST EN 50121-2:2015 | Railway applications. Electromagnetic compatibility. Emissions of the whole railway system to the outside world | 2017-04-01
EN 50121-2:2015 |  | 2017-04-01
SIST EN 50121-2:2007 | Railway applications. Electromagnetic compatibility. Emissions of the whole railway system to the outside world | 2017-04-01
EN 50121-2:2006 |  | 2017-04-01
SIST EN 50121-3-1:2017 | Railway Applications - Electromagnetic Compatibility - Part 3-1: Rolling Stock - Train and complete vehicle | 2019-04-01
EN 50121-3-1:2016 |  | 2019-04-01
SIST EN 50121-3-1:2015 | Railway Applications - Electromagnetic Compatibility - Part 3-1: Rolling Stock - Train and complete vehicle | 2017-04-01
EN 50121-3-1:2015 |  | 2017-04-01
SIST EN 50121-3-2:2017 | Railway Applications - Electromagnetic Compatibility - Part 3-2 Rolling stock – Apparatus | 2019-04-01
A1:2019 |  | 2021-04-01
EN 50121-3-2:2016 |  | 2019-04-01
A1:2019 |  | 2021-04-01
SIST EN 50121-3-2:2015 | Railway Applications - Electromagnetic Compatibility - Part 3-2 Rolling stock – Apparatus | 2017-04-01
EN 50121-3-2:2015 |  | 2017-04-01
SIST EN 50121-4:2017 | Railway applications. Electromagnetic compatibility. Emission and immunity of the signalling and telecommunications apparatus | 2021-04-01
A1:2019 |  | 2021-04-01
EN 50121-4:2016 |  | 2021-04-01
A1:2019 |  | 2021-04-01
SIST EN 50121-4:2017 | Railway applications. Electromagnetic compatibility. Emission and immunity of the signalling and telecommunications apparatus | 2019-04-01
EN 50121-4:2016 |  | 2019-10-30
SIST EN 50121-4:2015 | Railway applications. Electromagnetic compatibility. Emission and immunity of the signalling and telecommunications apparatus | 2017-04-01
EN 50121-4:2015 |  | 2017-04-01
SIST EN 50121-5:2017 | Railway applications. Electromagnetic compatibility. Emission and immunity of fixed power supply installations and apparatus | 2021-04-01
A1:2020 |  | 2021-04-01
EN 50121-5:2017 |  | 2021-04-01
A1:2019 |  | 2021-04-01
SIST EN 50121-5:2015 | Railway applications. Electromagnetic compatibility. Emission and immunity of fixed power supply installations and apparatus | 2017-04-01
EN 50121-5:2015 |  | 2017-04-01
SIST EN 50155:2021 | Railway applications. Electronic equipment used on rolling stock | 2022-08-16
EN 50155:2021 |  | 2022-08-16
SIST EN 50155:2018 | Railway applications. Electronic equipment used on rolling stock | 2019-04-01
EN 50155:2017 |  | 2019-04-01
SIST EN 50155:2007 | Railway applications. Electronic equipment used on rolling stock | 2017-04-01
EN 50155:2007 |  | 2017-04-01
SIST EN 50498:2011 | Electromagnetic compatibility (EMC). Product family standard for aftermarket electronic equipment in vehicles | 2017-04-01
EN 50498:2010 |  | 2017-04-01

## FCC
Oznaka standarda ali normativnega dokumenta (v celoti ali delno) Reference to standard or normative document (entirely or partly) | Naslov standarda ali normativnega dokumenta v celoti oz. delno (npr. poglavje, del, točka) Title of standard or normative document entirely or partly (e.g. part, chapter, article) | Datum spremembe Date of change | Opombe Remarks
FCC part 15:2020 subparts A, B, C and E | FCC (Federal Communications Commission) Part 15 (Radio Frequency Devices), subparts A (General), B (Unintentional Radiators) and C (Intentional Radiators) | 2021-04-01
FCC part 15:2019 subparts A, B, C and E | FCC (Federal Communications Commission) Part 15 (Radio Frequency Devices), subparts A (General), B (Unintentional Radiators) and C (Intentional Radiators)
FCC Part 18:2023 | FCC (Federal Communications Commission) Part 18 (INDUSTRIAL, SCIENTIFIC, AND MEDICAL EQUIPMENT) | 2023-09-15
FCC Part 18:2022 |  | 2022-08-16
FCC Part 18:2020 | FCC (Federal Communications Commission) Part 18 (INDUSTRIAL, SCIENTIFIC, AND MEDICAL EQUIPMENT) | 2021-04-01
ANSI C63.10:2020 | American National Standard of Procedures for Compliance Testing of Unlicensed Wireless Devices | 2022-08-16
ANSI C63.4:2014 | American National Standard for Methods of Measurement of Radio-Noise Emissions from Low-Voltage Electrical and Electronic Equipment in the Range of 9 kHz to 40 GHz
RSS-Gen: Issue 5, March 2019 | General Requirements for Compliance of Radio Apparatus
Amendment 1, March 2019 |  | 2021-04-01
Amendment 2, February 2021 |  | 2023-09-15
RSS-Gen: Issue 4, November 2014 |  | 2019-10-28
RSS-210: Issue 10, December 2019 | Licence-Exempt Radio Apparatus: Category I Equipment | 2020-04-09
RSS-210: Issue 9, 2016 | Licence-Exempt Radio Apparatus: Category I Equipment | 2019-10-28
RSS-247: Issue 3, August 2023 | Digital Transmission Systems (DTSs), Frequency Hopping Systems (FHSs) and Licence-Exempt Local Area Network (LE-LAN) Devices | 2023-09-15
RSS-247: Issue 2, February, 2017 |  | 2021-04-01

## RED
Oznaka standarda ali normativnega dokumenta (v celoti ali delno) Reference to standard or normative document (entirely or partly) | Naslov standarda ali normativnega dokumenta v celoti oz. delno (npr. poglavje, del, točka) Title of standard or normative document entirely or partly (e.g. part, chapter, article) | Datum spremembe Date of change | Opombe Remarks
ETSI EN 300 135-2 V1.2.1 (2008-02) | Electromagnetic compatibility and Radio spectrum Matters (ERM) – Part 2: Harmonized EN covering essential requirements under article 3.2 of R&TTE Directive | 2017-05-15
SIST EN 300 135-2:2008 |  | 2017-05-15
SIST EN 300 220-1 V3.1.1:2017 | Electromagnetic compatibility and Radio spectrum Matters (ERM); Short range devices; Technical characteristics and test methods for radio equipment to be used in the 25 MHz to 1 000 MHz frequency range with power levels ranging up to 500 mW; Part 1: Parameters intended for regulatory purposes | 2019-02-03
ETSI EN 300 220-1 V3.1.1 (2017-02) |  | 2019-02-03
SIST EN 300 220-1 V2.4.1:2012 | Electromagnetic compatibility and Radio spectrum Matters (ERM); Short range devices; Technical characteristics and test methods for radio equipment to be used in the 25 MHz to 1 000 MHz frequency range with power levels ranging up to 500 mW; Part 1: Parameters intended for regulatory purposes | 2016-02-19
ETSI EN 300 220-1 V2.4.1 (2012-05) |  | 2016-02-19
SIST EN 300 220-2 V3.2.1:2018 | Short Range Devices (SRD) operating in the frequency range 25 MHz to 1 000 MHz - Part 2: Harmonised Standard for access to radio spectrum for non specific radio equipment | 2021-04-01
ETSI EN 300 220-2 V3.2.1 (2018-06) |  | 2021-04-01
SIST EN 300 220-2 V3.1.1:2017 | Short Range Devices (SRD) operating in the frequency range 25 MHz to 1 000 MHz; Part 2: Harmonised Standard covering the essential requirements of article 3.2 of Directive 2014/53/EU for non specific radio equipment | 2021-04-01
ETSI EN 300 220-2 V3.1.1 (2017-02) |  | 2021-04-01
SIST EN 300 296-2:2016 | Land Mobile Service; Radio equipment using integral antennas intended primarily for analogue speech; Harmonised Standard covering the essential requirements of article 3.2 of the Directive 2014/53/EU | 2017-05-15
ETSI EN 300 296-2 V2.1.1 (2016-03) |  | 2017-05-15
SIST EN 300 296-2:2013 | Electromagnetic compatibility and Radio spectrum Matters (ERM); Land Mobile Service; Radio equipment using integral antennas intended primarily for analogue speech; Part 2: Harmonized EN covering the essential requirements of article 3.2 of the R&TTE Directive
ETSI EN 300 296-2 V1.4.1 (2013-08)
SIST EN 300 328 V2.2.2:2020 | Wideband transmission systems; Data transmission equipment operating in the 2,4 GHz band; Harmonised Standard for access to radio spectrum | 2021-04-01
ETSI EN 300 328 V2.2.2 (2017-11) |  | 2021-04-01
SIST EN 300 328 V2.1.1:2017 | Electromagnetic compatibility and Radio Spectrum Matters (ERM) – Part 2: Harmonized EN covering essential requirements under article 3.2 of the R&TTE Directive. | 2017-05-15
ETSI EN 300 328 V2.1.1 (2016-11) |  | 2017-05-15
SIST EN 300 330-1 V1.8.1:2016 | Electromagnetic compatibility and Radio spectrum Matters (ERM); Short Range Devices (SRD); Radio equipment in the frequency range 9 kHz to 25 MHz and inductive loop systems in the frequency range 9 kHz to 30 MHz; Part 1: Technical characteristics and test methods | 2017-05-15
ETSI EN 300 330-1 V1.8.1 (2015-03) |  | 2017-05-15
SIST EN 300 330-2 V1.6.1:2015 | Electromagnetic compatibility and Radio spectrum Matters (ERM) - Short Range Devices (SRD) - Radio equipment in the frequency range 9 kHz to 25 MHz and inductive loop systems in the frequency range 9 kHz to 30 MHz - Part 2: Harmonized EN covering the essential requirements under article 3.2 of the R&TTE Directive | 2016-03-17
ETSI EN 300 330-2 V1.6.1 (2015-03) |  | 2016-03-17
SIST EN 300 422-2 V2.1.1:2017 | Wireless Microphones - Audio PMSE up to 3 GHz - Part 2: Class B Receivers - Harmonised Standard covering the essential requirements of article 3.2 of Directive 2014/53/EU | 2022-08-16
ETSI EN 300 422-2 V2.1.1 (2017-02) |  | 2022-08-16
SIST EN 300 422-2 V1.4.1:2015 | Electromagnetic compatibility and Radio spectrum Matters (ERM) – Part 2: Harmonized EN under article 3.2 of the R&TTE Directive | 2016-03-17
ETSI EN 300 422-2 V1.4.1 (2015-06) |  | 2016-03-17
SIST EN 300 440-1 V1.6.1:2010 | Electromagnetic compatibility and Radio spectrum Matters (ERM); Short Range Devices (SRD); Radio equipment to be used in the 1 GHz to 40 GHz frequency range; Part 1: Technical characteristics and test methods | 2016-02-19
ETSI EN 300 440-1 V1.6.1 (2010-08) |  | 2016-02-19
SIST EN 300 440-2 V1.4.1:2009 | Electromagnetic compatibility and Radio spectrum Matters (ERM) – Part 2: Harmonized EN under article 3.2 of the R&TTE Directive | 2012-07-05
ETSI EN 300 440-2 V1.4.1 (2010-08) |  | 2012-07-05
SIST EN 301 357-2 V1.4.1:2009 | Electromagnetic compatibility and Radio spectrum Matters (ERM) – Part 2: Harmonized EN under article 3.2 of the R&TTE Directive
ETSI EN 301 357-2 V1.4.1 (2008-11)
SIST EN 301 360 V2.1.1:2016 | Satellite Earth Stations and Systems (SES); Harmonised Standard for Satellite Interactive Terminals (SIT) and Satellite User Terminals (SUT) transmitting towards satellites in geostationary orbit, operating in the 27,5 GHz to 29,5 GHz frequency bands covering the essential requirements of article 3.2 of the Directive 2014/53/EU | 2017-05-15
ETSI EN 301 360 V2.1.1 (2016-06) |  | 2017-05-15
SIST EN 301 360 V1.2.1:2006 | Harmonized EN for Satellite User Terminals (SUT) transmitting towards satellites in geostationary orbit in the 27,5 to 29,5 GHz frequency bands covering essential requirements under Article 3.2 of the R&TTE Directive
ETSI EN 301 360 V1.2.1 (2006-02)
SIST EN 301 406 V2.2.2:2016 | Digital Enhanced Cordless Telecommunications (DECT); Harmonised Standard covering the essential requirements of article 3.2 of the Directive 2014/53/EU | 2017-05-15
ETSI EN 301 406 V2.2.2 (2016-09) |  | 2017-05-15
SIST EN 301 406 V2.1.1:2009 | Digital Enhanced Cordless Telecommunications (DECT) – Covering essential requirements under article 3.2 of the R&TTE Directive
ETSI EN 301 406 V2.1.1 (2009-07)
SIST EN 301 419-1 V4.0.1:2004 | Digital cellular telecommunications system (Phase 2) – Part 1: Mobile stations in the GSM 900 and DCS 1 800 bands; Access (GSM 13.01 version 4.0.1) | 2012-07-05
ETSI EN 301 419-1 V4.1.1 (1999-12) |  | 2012-07-05
SIST EN 301 419-2 V5.1.1:2005 | Attachment requirements for Global System for Mobile communications (GSM); High Speed Circuit Switched Data (HSCSD) Multislot Mobile Stations; Access
ETSI EN 301 419-2 V5.1.1 (2000-05)
SIST EN 301 419-3:2001 | Attachment requirements for Global System for Mobile communications (GSM); Advanced Speech Call Items (ASCI); Mobile Stations; Access (GSM 13.68 version 5.0.2 Release 1996)
ETSI EN 301 419-3 V5.0.2 (1999-11)
SIST EN 301 419-7 V5.1.1:2005 | Attachment requirements for Global System for Mobile communications (GSM); Railways Band (R-GSM); Mobile Stations; Access
ETSI EN 301 419-7 V5.1.1 (2000-09)
SIST EN 301 489-1 V2.2.3:2020 | ElectroMagnetic Compatibility (EMC) standard for radio equipment and services; Part 1: Common technical requirements; Harmonised Standard covering the essential requirements of article 3.1(b) of Directive 2014/53/EU and the essential requirements of article 6 of Directive 2014/30/EU | 2021-04-01
ETSI EN 301 489-1 V2.2.3 (2019-11) |  | 2021-04-01
SIST EN 301 489-1 V1.3.1:2002 | Electromagnetic compatibility and Radio spectrum Matters (ERM); ElectroMagnetic Compatibility (EMC) standard for radio equipment and services; Part 1: Common technical requirements | 2016-03-17
ETSI EN 301 489-1 V1.3.1 (2001-11) |  | 2016-03-17
SIST EN 301 489-3 V2.3.2:2023 | ElectroMagnetic Compatibility (EMC) standard for radio equipment and services; Part 3: Specific conditions for Short Range Devices (SRD) operating on frequencies between 9 kHz and 246 GHz; Harmonised Standard for ElectroMagnetic Compatibility | 2023-09-15
ETSI EN 301 489-3 V2.3.2 (2023-01) |  | 2023-09-15
SIST EN 301 489-3 V2.1.1:2019 |  | 2021-04-01
ETSI EN 301 489-3 V2.1.1 (2019-03) |  | 2021-04-01
SIST EN 301 489-4 V3.3.1:2021 | ElectroMagnetic Compatibility (EMC) standard for radio equipment and services; Part 4: Specific conditions for fixed radio links and ancillary equipment; Harmonised Standard for ElectroMagnetic Compatibility | 2022-08-16
ETSI EN 301 489-4 V3.3.1 (2021-02) |  | 2022-08-16
SIST EN 301 489-4 V3.2.1:2019 | ElectroMagnetic Compatibility (EMC) standard for radio equipment and services; Part 5: Specific conditions for Private land Mobile Radio (PMR) and ancillary equipment (speech and non-speech) and Terrestrial Trunked Radio (TETRA); Harmonised Standard covering the essential requirements of article 3.1(b) of Directive 2014/53/EU | 2021-04-01
ETSI EN 301 489-4 V3.2.1 (2019-04) |  | 2021-04-01
SIST EN 301 489-5 V2.1.1:2017 | ElectroMagnetic Compatibility (EMC) standard for radio equipment and services; Part 5: Specific conditions for Private land Mobile Radio (PMR) and ancillary equipment (speech and non-speech) and Terrestrial Trunked Radio (TETRA) Harmonised Standard covering the essential requirements of article 3.1(b) of the Directive 2014/53/EU | 2017-05-15
ETSI EN 301 489-5 V2.1.1 (2016-11) |  | 2017-05-15
SIST EN 301 489-5 V1.3.1:2003 | Electromagnetic compatibility and Radio spectrum Matters (ERM); ElectroMagnetic Compatibility (EMC) standard for radio equipment and services; Part 50: Specific conditions for Cellular Communication Base Station (BS), repeater and ancillary equipment
ETSI EN 301 489-5 V1.3.1 (2002-08)
SIST EN 301 489-6 V2.1.1:2017 | ElectroMagnetic Compatibility (EMC) standard for radio equipment and services; Part 6: Specific conditions for Digital Enhanced Cordless Telecommunications (DECT) equipment; Harmonised Standard covering the essential requirements of article 3.1(b) of the Directive 2014/53/EU | 2017-05-15
ETSI EN 301 489-6 V2.1.1 (2016-11) |  | 2017-05-15
SIST EN 301 489-6 V1.4.1:2015 | Electromagnetic compatibility and Radio spectrum Matters (ERM); ElectroMagnetic Compatibility (EMC) standard for radio equipment and services; Part 6: Specific conditions for Digital Enhanced Cordless Telecommunications (DECT) equipment | 2016-03-17
ETSI EN 301 489-6 V1.4.1 (2015-06) |  | 2016-03-17
SIST EN 301 489-9:2008 | Electromagnetic compatibility and Radio spectrum Matters (ERM); ElectroMagnetic Compatibility (EMC) standard for radio equipment and services; Part 9: Specific conditions for wireless microphones and similar Radio Frequency (RF) audio link equipment
ETSI EN 301 489-9 V1.4.1 (2007-11)
SIST EN 301 489-13 V1.2.1:2003 | Electromagnetic compatibility and Radio spectrum Matters (ERM); ElectroMagnetic Compatibility (EMC) standard for radio equipment and services; Part 13: Specific conditions for Citizens' Band (CB) radio and ancillary equipment (speech and non-speech)
ETSI EN 301 489-13 V1.2.1. (2002-08)
SIST EN 301 489-17 V3.2.4:2020 | ElectroMagnetic Compatibility (EMC) standard for radio equipment and services - Part 17: Specific conditions for Broadband Data Transmission Systems - Harmonised Standard for ElectroMagnetic Compatibility | 2022-08-16
ETSI EN 301 489-17 V3.2.2 (2019-12) |  | 2022-08-16
SIST EN 301 489-17 V2.2.1:2012 | Electromagnetic compatibility and Radio spectrum Matters (ERM); ElectroMagnetic Compatibility (EMC) standard for radio equipment and services; Part 17: Specific conditions for Wideband data and HIPERLAN equipment
ETSI EN 301 489-17 V2.2.1 (2012-09)
SIST EN 301 489-18 V1.3.1:2003 | Elektromagnetna združljivost (EMC) in zadeve v zvezi z radijskim spektrom (ERM) - Standard elektromagnetne združljivosti (EMC) za radijsko opremo in storitve - 18. del: Posebni pogoji za opremo prizemnega snopovnega radia (TETRA)
ETSI EN 301 489-18 V1.3.1 (2002-08)
SIST EN 301 489-19 V2.2.1:2022 | ElectroMagnetic Compatibility (EMC) standard for radio equipment and services; Part 19: Specific conditions for Receive Only Mobile Earth Stations (ROMES) operating in the 1,5 GHz band providing data communications and GNSS receivers operating in the RNSS band providing positioning, navigation, and timing data; Harmonised Standard for ElectroMagnetic Compatibility | 2023-09-15
ETSI EN 301 489-19 V2.2.1 (2022-09) |  | 2023-09-15
SIST EN 301 489-19 V2.1.1:2019 | ElectroMagnetic Compatibility (EMC) standard for radio equipment and services - Part 19: Specific conditions for Receive Only Mobile Earth Stations (ROMES) operating in the 1,5 GHz band providing data communications and GNSS receivers operating in the RNSS band (ROGNSS) providing positioning, navigation, and timing data - Harmonised Standard covering the essential requirements of article 3.1(b) of Directive 2014/53/EU
ETSI EN 301 489-19 V2.1.1. (2019-04)
SIST EN EN 301 489-22 V1.3.1:2004 | Electromagnetic compatibility and Radio spectrum Matters (ERM); ElectroMagnetic Compatibility (EMC) standard for radio equipment and services; Part 22: Specific requirements for ground-based VHF aeronautical mobile and fixed radio equipment
ETSI EN 301 489-22 V1.3.1 (2003-11)
SIST EN 301 489-34 V2.1.1:2019 | Electromagnetic compatibility and radio spectrum matters (ERM); Telecommunication network equipment, Electromagnetic compatibility (EMC) requirements. | 2021-04-01
ETSI EN 301 489-34 V2.1.1 (2019-04) |  | 2019-10-28
SIST EN 301 489-52 V1.2.1:2022 | ElectroMagnetic Compatibility (EMC) standard for radio equipment and services; Part 52: Specific conditions for Cellular Communication User Equipment (UE) radio and ancillary equipment; Harmonised Standard for ElectroMagnetic Compatibility | 2023-09-15
ETSI EN 301 489-52 V1.2.1 (2021-11) |  | 2023-09-15
SIST EN 301 502 V11.1.1:2014 | Global System for Mobile communications (GSM) - Harmonized EN for Base Station Equipment covering the essential requirements of article 3.2 of the R&TTE Directive | 2015-03-20
ETSI EN 301 502 V11.1.1 (2013-11) |  | 2015-03-20
SIST EN 301 511 V12.1.1:2015 | Covering essential requirements under article 3.2 of the R&TTE directive (1999-5-EC) (GSM 13.11 version 7.0.0 Release 1998) | 2016-03-17
ETSI EN 301 511 V12.1.1 (2015-06) |  | 2016-03-17
SIST EN 301 511 V9.0.2:2004 | Covering essential requirements under article 3.2 of the R&TTE directive (1999-5-EC) (GSM 13.11 version 7.0.0 Release 1998)
ETSI EN 301 511 V9.0.2 (2003-03)
SIST EN 301 893:2017 | 5 GHz RLAN; Harmonised Standard covering the essential requirements of article 3.2 of Directive 2014/53/EU. | 2021-04-01
ETSI EN 301 893 V2.1.1 (2017-05) |  | 2021-04-01
SIST EN 301 893 V1.8.1:2015 | Broadband Radio Access Networks (BRAN); 5 GHz high performance RLAN; Harmonized EN covering the essential requirements of article 3.2 of the R&TTE Directive | 2017-05-15
ETSI EN 301 893 V1.8.1 (2015-03) |  | 2017-05-15
SIST EN 301 908-2 V11.1.1:2016 | IMT cellular networks; Harmonised Standard covering the essential requirements of article 3.2 of the Directive 2014/53/EU; Part 2: CDMA Direct Spread (UTRA FDD) User Equipment (UE) | 2017-05-15
ETSI EN 301 908-2 V11.1.1 (2016-07) |  | 2017-05-15
SIST EN 301 908-2 V7.1.1:2016 | MT cellular networks - Harmonized EN covering the essential requirements of article 3.2 of the R&TTE Directive - Part 2: CDMA Direct Spread (UTRA FDD) User Equipment (UE) | 2016-03-17
ETSI EN 301 908-2 V7.1.1 (2015-12) |  | 2016-03-17
SIST EN 301 908-14 V11.1.1:2016 | Harmonised Standard covering the essential requirements of article 3.2 of the Directive 2014/53/EU; Harmonised Standard covering the essential requirements of article 3.2 of the Directive 2014/53/EU; Part 14: Evolved Universal Terrestrial Radio Access (E-UTRA) Base Stations (BS) | 2017-05-15
ETSI EN 301 908-14 V11.1.1 (2016-05) |  | 2017-05-15
SIST EN 301 908-14 V7.1.1:2015 | IMT cellular networks - Harmonized EN covering the essential requirements of article 3.2 of the R&TTE Directive - Part 14: Evolved Universal Terrestrial Radio Access (E-UTRA) Base Stations (BS) | 2016-03-17
ETSI EN 301 908-14 V7.1.1 (2015-07) |  | 2016-03-17
SIST EN 302 208-2 V2.1.1:2015 | Electromagnetic compatibility and Radio spectrum Matters (ERM); Radio Frequency Identification Equipment operating in the band 865 MHz to 868 MHz with power levels up to 2 W and in the band 915 MHz to 921 MHz with power levels up to 4 W; Part 2: Harmonized EN covering the essential requirements of article 3.2 of the R&TTE Directive | 2017-05-15
ETSI EN 302 208-2 V2.1.1 (2015-02) |  | 2017-05-15
SIST EN 302 291-2 V1.1.1:2005 | Electromagnetic compatibility and Radio spectrum Matters (ERM); Short Range Devices (SRD); Close Range Inductive Data Communication equipment operating at 13,56 MHz; Part 2: Harmonized EN under article 3.2 of the R&TTE Directive
ETSI EN 302 291-2 V1.1.1 (2005-07)
SIST EN 302 502 V1.2.1:2008 | Broadband Radio Access Networks (BRAN) - 5,8 GHz fixed broadband data transmitting systems - Harmonized EN covering the essential requirements of article 3.2 of the R&TTE Directive
ETSI EN 302 502 V1.2.1 (2008-07)
SIST EN 303 035-1 V1.2.1:2003 | Harmonized EN for TETRA equipment covering essential requirements under article 3.2 of the R&TTE directive Part 1: Voice plus Data (V+D) Part 2: Direct Mode Operation (DMO)
ETSI EN 303 035-1 V1.2.1 (2001-12)
SIST EN 303 035-2 V1.2.2:2004 | Harmonized EN for TETRA equipment covering essential requirements under article 3.2 of the R&TTE directive Part 1: Voice plus Data (V+D) Part 2: Direct Mode Operation (DMO)
ETSI EN 303 035-2 V1.2.2 (2003-01)
SIST EN 300 386 V2.2.1:2022 | Telecommunication network equipment; ElectroMagnetic Compatibility (EMC) requirements; Harmonised Standard covering the essential requirements of the Directive 2014/30/EU | 2022-08-16
ETSI EN 300 386 V2.2.1 (2022-07) |  | 2022-08-16
SIST EN 300 386 V1.6.1:2012 | Electromagnetic compatibility and Radio spectrum Matters (ERM); Telecommunication network equipment; ElectroMagnetic Compatibility (EMC) requirements | 2016-03-17
ETSI EN 300 386 V1.6.1 (2012-09) |  | 2016-03-17
SIST EN 303 413 V1.2.1:2021 | Satellite Earth Stations and Systems (SES); Global Navigation Satellite System (GNSS) receivers; Radio equipment operating in the 1 164 MHz to 1 300 MHz and 1 559 MHz to 1 610 MHz frequency bands; Harmonised Standard for access to radio spectrum | 2021-04-01
ETSI EN 303 413 V1.2.1 (2021) |  | 2021-04-01
SIST EN 303 417:2017 | Wireless power transmission systems, using technologies other than radio frequency beam in the 19 - 21 kHz, 59 - 61 kHz, 79 - 90 kHz, 100 - 300 kHz, 6 765 - 6 795 kHz ranges; Harmonised Standard covering the essential requirements of article 3.2 of Directive 2014/53/EU | 2023-09-15
ETSI EN 303 417 V1.1.1 (2017-09) |  | 2023-09-15
EN 303 645:2020 | Cyber Security for Consumer Internet of Things: Baseline Requirements | 2024-12-09
SIST EN 303 446-1 V1.2.1:2019 | ElectroMagnetic Compatibility (EMC) standard for combined and/or integrated radio and non-radio equipment - Part 1: Requirements for equipment intended to be used in residential, commercial and light industry locations | 2021-04-01
ETSI EN 303 446-1 V1.2.1 (2019-10) |  | 2021-04-01
SIST EN 303 446-2 V1.2.1:2019 | ElectroMagnetic Compatibility (EMC) standard for combined and/or integrated radio and non-radio equipment - Part 2: Requirements for equipment intended to be used in industrial locations | 2021-04-01
ETSI EN 303 446-2 V1.2.1 (2019-10) |  | 2021-04-01
EN 50360:2001 | Product standard to demonstrate the compliance of mobile phones with the basic restrictions related to human exposure to electromagnetic fields (300 MHz - 3 GHz)
A1:2012
SIST EN 50360:2001
A1:2012
EN 50364:2010 | Limitation of human exposure to electromagnetic fields from devices operating in the frequency range 0 Hz to 300 GHz, used in Electronic Article Surveillance (EAS), Radio Frequency Identification (RFID) and similar applications
SIST EN 50364:2010
EN 50371:2002 | Generic standard to demonstrate the compliance of low power electronic and electrical apparatus with the basic restrictions related to human exposure to electromagnetic fields (10 MHz - 300 GHz) - General public
SIST EN 50371:2002
EN 50383:2010 | Basic standard for the calculation and measurement of electromagnetic field strength and SAR related to human exposure from radio base stations and fixed terminal stations for wireless telecommunication systems (110 MHz - 40 GHz)
SIST EN 50383:2010
EN 50384:2002 | Product standard to demonstrate the compliance of radio base stations and fixed terminal stations for wireless telecommunication systems with the basic restrictions or the reference levels related to human exposure to radio frequency electromagnetic fields (110 MHz - 40 GHz) - Occupational
SIST EN 50384:2003
SIST EN 50385:2003 | Product standard to demonstrate the compliance of radio base stations and fixed terminal stations for wireless telecommunication systems with the basic restrictions or the reference levels related to human exposure to radio frequency electromagnetic fields (110 MHz - 40 GHz) - General public
EN 50385:2002
EN 50392:2004 | Generic standard to demonstrate the compliance of electronic and electrical apparatus with the basic restrictions related to human exposure to electromagnetic fields (0 Hz - 300 GHz)
SIST EN 50392:2004
EN 50401:2006 | Product standard to demonstrate the compliance of fixed equipment for radio transmission (110 MHz - 40 GHz) intended for use in wireless telecommunication networks with the basic restrictions or the reference levels related to general public exposure to radio frequency electromagnetic fields, when put into service
A1:2011
SIST EN 50401:2006
A1:2012
EN 62209-1:2006 | Human exposure to radio frequency fields from hand-held and body-mounted wireless communication devices - Human models, instrumentation, and procedures -- Part 1: Procedure to determine the specific absorption rate (SAR) for hand-held devices used in close proximity to the ear (frequency range of 300 MHz to 3 GHz)
SIST EN 62209-1:2006
EN 62209-2:2010 | Human exposure to radio frequency fields from hand-held and bodymounted wireless communication devices - Human models, instrumentation, and procedures - Part 2: Procedure to determine the specific absorption rate (SAR) for wireless communication devices used in close proximity to the human body (frequency range of 30 MHz to 6 GHz)
SIST EN 62209-2:2010
SIST EN IEC 62311:2020 | Assessment of electronic and electrical equipment related to human exposure restrictions for electromagnetic fields (0 Hz - 300 GHz) | 2021-04-01
EN IEC 62311:2020 |  | 2021-04-01
IEC 62311:2019 |  | 2021-04-01
IEC 62311:2007 |  | 2016-06-01
EN 62311:2008 |  | 2016-06-01
SIST EN 62311:2008 |  | 2016-06-01
EN 62479:2010 | Assessment of the compliance of low power electronic and electrical equipment with the basic restrictions related to human exposure to electromagnetic fields (10 MHz to 300 GHz)
SIST EN 62479:2010
Supplement C (Edition 01-01) to OET Bulletin 65 (Edition 97-01) | Evaluating Compliance with FCC Guidelines for Human Exposure to Radiofrequency Electromagnetic Fields Additional Information for Evaluating Compliance of Mobile and Portable Devices with FCC Limits for Human Exposure to Radiofrequency Emissions
IEEE Std 1528:2013 | IEEE Recommended Practice for Determining the Peak Spatial-Average Specific Absorption Rate (SAR) in the Human Head from Wireless Communications Devices: Measurement Techniques | 2015-03-20
RSS-102 Issue 5 | Radio Frequency (RF) Exposure Compliance of Radiocommunication Apparatus (All Frequency Bands) | 2015-03-20

## MD
Oznaka standarda ali normativnega dokumenta (v celoti ali delno) Reference to standard or normative document (entirely or partly) | Naslov standarda ali normativnega dokumenta v celoti oz. delno (npr. poglavje, del, točka) Title of standard or normative document entirely or partly (e.g. part, chapter, article) | Datum spremembe Date of change | Opombe Remarks
EN ISO 16092-1:2020 | Machine tools safety - Presses - Part 1: General safety requirements | 2022-08-16
EN ISO 16092-1:2018 | Machine tools safety - Presses - Part 1: General safety requirements | 2019-10-28
EN ISO 16092-2:2019 | Safety requirement for mechanical presses | 2024-12-09
EN ISO 16092-3:2018 | Machine tools safety - Presses - Part 3: Sarety requirements for hydraulic presses | 2019-10-28
EN ISO 10517:2019 | Powered hand-held hedge trimmers - Safety (ISO 10517:2019) | 2021-04-01
EN ISO 10517:2009 | Powered hand-held trimmers - Safety.
A1:2013 |  | 2018-11-19
EN 1032:2003 | Mechanical vibration - Testing of mobile machinery in order to determine whole-body vibration emission value - General.
A1:2008
EN ISO 20643:2008 | Mechanical vibration. Hand-held and hand-guided machinery. Principles for evaluation of vibration emission
A1:2012
EN 1501-1:2021 | Refuse collection vehicles - General requirements and safety requirements - Part 1: Rear loaded refuse collection vehicles | 2022-08-16
EN 1501-1:2011 | Refuse collection vehicles and their associated Iifting devices - General requirements and safety requirements - Part 1: Rear-end loaded refuse collection vehicles.
EN 1501-1:1998 |  |  | 2018-07-15
A2:2009 |  |  | 2018-07-15
A1:2015 |  | 2018-07-15
EN 1501-4:2007 | Refuse collection vehicles and their associated lifting devices - General requirements and safety requirements - Part 4: Noise test code for refuse collection vehicles | 2012-05-14
EN 1501-5:2021 | Refuse collection vehicles - General requirements and safety requirements - Part 5: Lifting devices for refuse collection vehicles | 2021-08-16
EN 1501-5:2011 | Refuse collection vehicles - General requirements and safety requirements - Part 5: Lifting devices for refuse collection vehicles | 2012-05-14
EN 1807:1999 | Safety of woodworking machines - Band sawing machines. | 2016-02-19
A1:2009 |  | 2016-02-19
EN 1807-1:2013 | Safety of woodworking machines - Band sawing machines - Part 1: Table band saws and band re-saws | 2016-02-19
SIST EN 1807-1:2013 |  | 2016-02-19
EN 1807-2:2013 | Safety of woodworking machines - Band sawing machines - Part 2: Log sawing machines | 2016-02-19
SIST EN 1807-2:2013 |  | 2016-02-19
EN 1870-3:2014 | Safety of woodworking machines - Circular sawing machines - Part 3: Down cutting cross-cut saws and dual purpose down cutting/circular saw benches. | 2015-03-20
EN 1870-4:2014 | Safety of woodworking machines - Circular sawing machines - Part 4: Single and multi-blade rip sawing machines with manual loading and/or unloading. | 2015-03-20
EN 1870-5:2002 | Safety of woodworking machines - Circular sawing machines - Part 5: Combined circular saw bench/up cutting cross cut saw.
A1:2009
A2:2012 |  | 2013-08-30
EN 1870-6:2017 | Safety of woodworking machines - Circular sawing machines - Part 6: Firewood sawing machine/circular saw bench with manual loading and/or unloading. | 2018-07-15
EN 1870-6:2002 | Safety of woodworking machines - Circular sawing machines - Part 6: Firewood sawing machine/circular saw bench with manual loading and/or unloading.
A1:2009
EN 1870-7:2012 | Safety of woodworking machines - Circular sawing machines - Part 7: Circular log sawing machine with integrated feeding table and manual loading and/or unloading. | 2018-07-15
EN 1870-8:2012 | Safety of woodworking machines - Circular sawing machines – Part 8: Single blade edging circular rip sawing machines with power driven saw unit and manual loading and/or unloading. | 2018-07-15
EN 1870-15:2012 | Safety of woodworking machines - Circular sawing machines - Part 15: Multi-blade cross-cut sawing machines with integrated feed of the workpiece and manual loading and/or unloading
EN 1870-19:2013 | Safety of woodworking machines - Circular sawing machines - Part 19: Circular saw benches (with and without sliding table) and building site saws
EN 14492-1:2006 | Cranes - Power driven winches and hoists - Part 1: Power driven winches
A1:2009
EN 61800-5-2:2017 | Adjustable speed electrical power drive systems -- Part 5-2: Safety requirements - Functional
EN 62061:2021 | Safety of machinery - Functional safety of safety-related electrical, electronic and programmable electronic control systems | 2023-09-15
EN 62061:2005
A1:2013
A2:2015 |  | 2018-07-15
EN 60204-1:2018 | Safety of machinery - Electrical equipment - Part 1:General requirements. | 2018-11-19
EN 60204-1:2006 | Safety of machinery - Electrical equipment - Part 1:General requirements.
A1:2009
EN ISO 13849-1:2023 |  | 2023-09-15
EN ISO 13849-1:2015 | Safety of machinery - Safety-related parts of control systems - Part 1: General principles for design | 2018-07-15
EN ISO 13849-2:2008 | Safety of machinery - Safety-related parts of control systems - Part 2: Validation
EN 709:1997 | Agricultural and forestry machinery - Pedestrian controlled tractors with mounted rotary cultivators, motor hoes, motor hoes with drive wheel(s) - Safety
A4:2009
EN 12733:2018 | Agricultural and forestry machinery - Pedestrian controlled motor mowers - Safety | 2018-11-19
EN 12733:2001 | Agricultural and forestry machinery - Pedestrian controlled motor mowers - Safety
A1:2009
EN 1493:1998 | Vehicle lifts
A1:2008
EN ISO 4254-1:2015 | Agricultural machinery - Safety - Part 1: General requirements | 2018-11-19
EN 280-1:2022 | Mobile elevating work platforms - Part 1: Design calculations - Stability criteria - Construction - Safety - Examinations and tests | 2024-12-09
EN 280:2001 |  | 2018-07-15
A2:2009 |  | 2018-07-15
EN 280-2:2022 | Mobile elevating work platforms - Part 2: Additional safety requirements for load lifting appliances on the extending lifting structure and work platform | 2024-12-09
EN 280:2001 | Mobile elevating work platforms. Design calculations. Stability criteria. Construction. Safety. Examinations and tests | 2012-05-14 | Preklican / Withdrawn
A2:2009 |  | 2012-05-14 | Preklican / Withdrawn
EN 609-1:2017 | Agricultural and forestry machinery. Safety of log splitters. Wedge splitters | 2018-11-19
EN 609-1:1999 | Agricultural and forestry machinery. Safety of log splitters. Wedge splitters | 2012-05-14
A2:2009 |  | 2012-05-14

## EX
Oznaka standarda ali normativnega dokumenta (v celoti ali delno) Reference to standard or normative document (entirely or partly) | Naslov standarda ali normativnega dokumenta v celoti oz. delno (npr. poglavje, del, točka) Title of standard or normative document entirely or partly (e.g. part, chapter, article) | Datum spremembe Date of change | Opombe Remarks
EN 15198:2007 | Metodologija za oceno tveganja neelektrične opreme in komponent, namenjenih za uporabo v potencialno eksplozivnih atmosferah Methodology for the risk assessment of non-electrical equipment and components for intended use in potentially explosive atmospheres | 10.5.2016
EN 1127-1:2011 | Eksplozivne atmosfere – Preprečevanje eksplozije in zaščita – 1. del: Osnovni pojmi in metodologija Explosive atmospheres – Explosion prevention and protection – Part 1: Basic concepts and methodology | 10.5.2016
EN 1127-1:2019 |  | 2.4.2021
EN 1127-2:2014 | Eksplozivne atmosfere – Preprečevanje eksplozije in zaščita pred njo – 2. del: Osnovni pojmi in metodologija za rudarstvo Explosive atmospheres – Explosion prevention and protection – Part 2: Basic concepts and methodology for mining | 10.5.2016
EN 1710:2005+A1:2008/AC:2010 | Oprema in komponente, namenjene za uporabo v potencialno eksplozivnih atmosferah v podzemnih rudnikih Equipment and components intended for use in potentially explosive atmospheres in mines | 10.5.2016
EN ISO/IEC 80079-38:2016 A1:2018 | Eksplozivne atmosfere - 38. del: Oprema in komponente, namenjene za uporabo v eksplozivnih atmosferah v podzemnih rudnikih Explosive atmospheres - Part 38: Equipment and components in explosive atmospheres in underground mines | 2.4.2021
EN 1755:2015 | Vozila za talni transport – Varnostne zahteve in preverjanje – Dodatne zahteve za obratovanje v potencialno eksplozivnih atmosferah Industrial Trucks – Safety requirements and verification – Supplementary requirements for operation in potentially explosive atmospheres | 10.5.2016
EN 1755:2024 |  | 14.3.2025
EN ISO 80079-36:2016 AC:2019 | Eksplozivne atmosfere - 36. del: Neelektrična oprema za potencialno eksplozivne atmosfere - Osnovne metode in zahteve (ISO 80079-36:2016) Explosive atmospheres - Part 36: Non-electrical equipment for use in explosive atmospheres - Basic methods and requirements (ISO 80079-36:2016) | 2.4.2021
EN ISO 80079-37:2016 | Eksplozivne atmosfere - 37. del: Neelektrična oprema za uporabo v potencialno eksplozivnih atmosferah - Neelektrična vrsta zaščite s konstrukcijsko varnostjo "c", kontrolo virov vžiga "b", s potopitvijo v tekočino "k" (ISO 80079-37:2016) Explosive atmospheres - Part 37: Non-electrical equipment for use in explosive atmospheres - Non-electrical type of protection constructional safety 'c', control of ignition sources 'b', liquid immersion 'k' (ISO 80079-37:2016) | 19.1.2017
EN 13617-1:2012 | Bencinski servisi – 1. del: Varnostne zahteve za izdelavo in lastnosti tlačnih in sesalnih naprav za točenje goriva in naprav za točenje goriva z daljinskim vodenjem Petrol filling stations – Part 1: Safety requirements for construction and performance of metering pumps, dispensers and remote pumping units | 10.5.2016
EN 13617-1:2021 |  | 14.3.2025
EN 14460:2018 | Eksplozijsko vzdržljiva oprema Explosion resistant equipment | 2018-07-15
EN 14678-1:2013 | Oprema in pribor za utekočinjeni naftni plin (UNP) – Izdelava in lastnosti opreme za UNP za bencinske servise – 1. del: Točilne naprave LPG equipment and accessories – Construction and performance of LPG equipment for automotive filling stations – Part 1: Dispensers | 10.5.2016
EN 14986:2017 | Načrtovanje ventilatorjev za delovanje v potencialno eksplozivnih atmosferah Design of fans working in potentially explosive atmospheres | 2018-07-15
EN 14986:2024 |  | 2025-03-14
EN 50050-3:2013 | Oprema za ročno elektrostatično brizganje – Varnostne zahteve – 3. del: Ročna oprema za brizganje vnetljivih kosmičev Electrostatic hand-held spraying equipment – Safety requirements – Part 1: Hand-held spraying equipment for ignitable flock | 10.5.2016
EN 50303:2000 | Oprema skupine I, kategorije M1, ki ostane v delovanju v atmosferah, ki jih ogroža jamski eksplozivni plin ali premogov prah Group I, Category M1 equipment intended to remain functional in atmospheres endangered by firedamp and/or coal dust | 10.5.2016
EN 50381:2004/AC:2005 | Premični prezračevani prostori z notranjim virom sproščanja ali brez njega Transportable ventilated rooms with or without an internal source of release | 10.5.2016
CLC/TR 50427:2004 | Ugotavljanje nenamernega vžiga vnetljivih atmosfer z radiofrekvenčnim sevanjem – Vodilo Assessment of inadvertent ignition of flammable atmospheres by radio-frequency radiation – Guide | 10.5.2016
IEC 60079-0:2011 ISH1:2013 | Eksplozivne atmosfere – 0. del: Oprema – Splošne zahteve Explosive atmospheres – Part 0: Equipment – General requirements | 2018-07-15
EN 60079-0:2012 A11:2013 |  | 10.5.2016
IEC 60079-0:2017 COR1:2020 |  | 2021-04-02
EN IEC 60079-0:2018 AC:2020 A11:2024 |  | 2.4.2021 14.3.2025
IEC 60079-1:2014 COR1:2018 | Eksplozivne atmosfere – 1. del: Zaščita opreme z neprodirnim okrovom "d" Explosive atmospheres – Part 1: Equipment protection by flameproof enclosures "d" | 2.4.2021
EN 60079-1:2014 AC:2018-09 A11:2024 |  | 2.4.2021 14.3.2025
IEC 60079-2:2014 | Eksplozivne atmosfere – 2. del: Zaščita opreme z nadtlakom "p" Explosive atmospheres – Part 2: Equipment protection by pressurized enclosure "p" | 10.5.2016
EN 60079-2:2014 AC:2015 |  | 10.5.2016
IEC 60079-5:2015 | Eksplozivne atmosfere – 5. del: Zaščita opreme s polnjenjem s peskom "q" Explosive atmospheres – Part 5: Equipment protection by powder filling "q" | 10.5.2016
EN 60079-5:2015 A11:2024 |  | 10.5.2016 14.3.2025
IEC 60079-6:2015 | Eksplozivne atmosfere – 6. del: Zaščita opreme s potopitvijo v tekočino "o" Explosive atmospheres – Part 6: Equipment protection by liquid immersion "o" | 10.5.2016
EN 60079-6:2015 A11:2024 |  | 10.5.2016 14.3.2025
IEC 60079-7:2006 | Eksplozivne atmosfere – 7. del: Zaščita opreme s povečano varnostjo "e" Explosive atmospheres – Part 7: Equipment protection by increased safety "e" | 10.5.2016
EN 60079-7:2007 |  | 10.5.2016
IEC 60079-7:2015 |  | 10.5.2016
A1:2017 |  | 2018-07-15
EN 60079-7:2015 |  | 10.5.2016
A1:2018 A11:2024 |  | 15.7.2018 14.3.2025
IEC 60079-11:2011 | Eksplozivne atmosfere – 11. del: Zaščita opreme z lastno varnostjo "i" Explosive atmospheres – Part 11: Equipment protection by intrinsic safety "i" | 10.5.2016
EN 60079-11:2012 |  | 10.5.2016
IEC 60079-11:2023 |  | 14.3.2025
EN IEC 60079-11:2024 |  | 14.3.2025
EN 60079-13:2010 | Eksplozivne atmosfere – 13. del: Zaščita opreme z zaprtimi prostori z nadtlakom "p" Explosive atmospheres – Part 13: Equipment protection by pressurized room "p" | 10.5.2016
EN 60079-13:2017 | Eksplozivne atmosfere - 13. del: Zaščita opreme z zaprtimi prostori z nadtlakom "p" in umetno prezračevani prostori Explosive atmospheres - Part 13: Equipment protection by pressurized room "p" and artificially ventilated room "v" | 2.4.2021
IEC 60079-15:2010 | Eksplozivne atmosfere – 15. del: Zaščita opreme v vrsti protieksplozijske zaščite "n" Explosive atmospheres – Part 15: Equipment protection by type of protection "n" | 10.5.2016
IEN 60079-15:2010 |  | 10.5.2016
IEC 60079-15:2017 | Eksplozivne atmosfere – 15. del: Zaščita opreme v vrsti protieksplozijske zaščite "n" Explosive atmospheres – Part 15: Equipment protection by type of protection "n" | 2.4.2021
IEN 60079-15:2019 |  | 2.4.2021
IEC/TR 60079-16:1990 | Električne naprave za eksplozivne plinske atmosfere – 16. del: Prisilna ventilacija za zaščito ohišij analizatorjev Electrical apparatus for explosive gas atmospheres – Part 16: Artificial ventilation for the protection of analyzer(s) houses | 10.5.2016
IEC 60079-18:2014 | Eksplozivne atmosfere – 18. del: Zaščita opreme z zalivanjem z zalivno maso "m" Explosive atmospheres – Part 18: Equipment protection by encapsulation "m" | 10.5.2016
A1:2017 |  | 2018-07-15
COR1:2018 |  | 2021-04-02
EN 60079-18:2015 |  | 10.5.2016
A1:2017 |  | 15.7.2018
AC:2018-09 |  | 2021-04-02
EN 60079-25:2010 | Eksplozivne atmosfere – 25. del: Lastnovarni električni sistemi Electrical apparatus for explosive gas atmospheres – Intrinsically safe systems | 10.5.2016
IEC 60079-25:2010 |  | 10.5.2016
AC:2013 |  | 10.5.2016
IEC 60079-25:2020 |  | 9.12.2024
EN IEC 60079-25:2022 AC:2022-12 |  | 2024-12-09
IEC 60079-26:2014 | Eksplozivne atmosfere – 26. del: Oprema s stopnjo zaščite (EPL) Ga Explosive atmospheres – Part 26: Equipment with equipment protection level (EPL) Ga | 10.5.2016
EN 60079-26:2015 |  | 10.5.2016
IEC 60079-26:2021 |  | 14.3.2025
EN 60079-26:2024 |  | 14.3.2025
IEC 60079-28:2006 | Eksplozivne atmosfere – 28. del: Zaščita opreme, ki uporablja optično sevanje, in sistemov za prenos optičnega sevanja Explosive atmospheres – Part 28: Protection of equipment and transmission systems using optical radiation | 10.5.2016
EN 60079-28:2007 |  | 10.5.2016
IEC 60079-28:2015 |  | 10.5.2016
EN 60079-28:2015 A11:2024 |  | 10.5.2016 14.3.2025
IEC/IEEE 60079-30-1:2007 | Eksplozivne atmosfere – 30-1. del: Električni uporovni grelni trakovi – Splošne zahteve in zahteve za preskušanje Explosive atmospheres – Part 30-1: Electrical resistance trace heating – General and testing requirements | 10.5.2016
EN 60079-30-1:2007 |  | 10. 5.2016
IEC/IEEE 60079-30-1:2015 |  | 19.6.2018
EN 60079-30-1:2017 |  | 10.5.2016
IEC 60079-31:2013 | Eksplozivne atmosfere – 31. del: Zaščita opreme pred vžigom gorljivega prahu z ohišjem "t" Explosive atmospheres – Part 31: Equipment dust ignition protection by enclosure "t" | 10.5.2016
EN 60079-31:2014 |  | 10.5.2016
IEC 60079-31:2022 |  | 14.3.2025
EN IEC 60079-31:2024 |  | 14.3.2025
IEC 60079-35-1:2011 | Eksplozivne atmosfere – 35-1. del: Rudarske naglavne svetilke za uporabo v rudnikih, kjer se lahko pojavi jamski eksplozivni plin – Splošne zahteve – Konstruiranje in preskušanje zaradi tveganja eksplozije Explosive atmospheres – Part 35-1: Caplights for use in mines susceptible to firedamp – General requirements – Construction and testing in relation to the risk of explosion | 10.5.2016
EN 60079-35-1:2011/AC:2011 |  | 10.5.2016
ISO/IEC 80079-34:2011 | Potencialno eksplozivne atmosfere – 34. del: Uporaba sistemov kakovosti za električno in neelektrično opremo Explosive atmospheres – Part 34: Application of quality systems for equipment manufacture | 10.5.2016
ISO/IEC 80079-34:2018 |  | 2021-04-02
EN ISO/IEC 80079-34:2011 |  | 2016-05-10
EN ISO/IEC 80079-34:2020 |  | 2021-04-02